## Cover
COVID-19 Return To Life A Systems Perspective
By Walter Sobkiw
2023-04-18
4/22/2020 origination
This research is not associated with any institution.
It is ongoing and part of a broader set of COVID-19 systems oriented research areas.
www.cassbeth.com/covid-19
This spreadsheet houses many of the tables used in the return to life systems analysis.
Select the appropriate tabs.
Copyright 2020. This speradsheet may be freely distributed and referenced as long as the author is clearly identified. When using this paper for critical review or significant meetings the author requests that he be contacted and made aware of the events. Any publication works that will collect money from part or all of this content must contact the author.

## Odds 2%
In 2022 people are still wearing masks outside showing that they still do no understand or are aware of the probability of infection in the 3 scenarios.
This analysis is focused on educating those people so that they know how to live going forward.
| Odds of Dying 1:x | Cause of Death |  | Wells–Riley equation
| 1 | 0. Worst disease |  | P = D/S = 1 - exp ( - (Ipqt/Q) )
| 6 | 1. Heart disease |  | where:
| 7 | 2. Cancer |  | D = number of disease cases
| 24 | 3. All preventable causes of death |  | D = number of disease cases
| 27 | 4. Chronic lower respiratory disease |  | S = number of susceptibles
| 88 | 5. Suicide |  | I = number of infectors
| 92 | 6. Opioid overdose |  | P = probability of infection for susceptibles
| 106 | 7. Fall |  | p = breathing rate per person (m3/s)
| 107 | 8. Motor vehicle crash |  | p = breathing rate per person (m3/s)
| 289 | 9. Gun assault |  | q = quantum generation rate by an infected person (quanta/s)
| 543 | 10. Pedestrian incident |  | t = total exposure time (s)
| 899 | 11. Motorcyclist |  | Q = outdoor air supply rate (m3/s).
| 1128 | 12. Drowning
| 1547 | 13. Fire or smoke
| 2535 | 14. Choking on food
| 3825 | 15. Bicyclist
| 8248 | 16. Sunstroke
| 8571 | 17. Accidental gun discharge
| 13394 | 18. Electrocution, radiation, extreme temperatures, and pressure
| 29334 | 19. Sharp objects
| 58669 | 20. Cataclysmic storm
| 59507 | 21. Hornet, wasp, and bee stings
| 63113 | 22. Hot surfaces and substances
| 86781 | 23. Dog attack
| 138849 | 24. Lightning
Remaining Virus Medical Perspective | [6 empty] | 2% | Death Rate factor based on empiracal data where COVID-19 has been the leading cause of death for almost 2 years
Scenario | Odds of Dying 1:x | Cause of Death |  | ACH | Remaining Virus * 63% / AC | Chance of Infection | Chance of Death
Indoor Space | 50 | 4. Chronic lower respiratory disease |  | 0 | 100% | 100% | 2%
Indoor Space | 79.3651 | 4. Chronic lower respiratory disease |  | 1 | 63% | 63% | 1.26%
Indoor Space | 125 | 8. Motor vehicle crash |  | 2 | 40% | 40% | 0.8%
Indoor Space | 312.5 | 9. Gun assault |  | 4 | 16% | 16% | 0.32%
Indoor Space | 833.3333 | 10. Pedestrian incident |  | 6 | 6% | 6% | 0.12%
Indoor Space | 2500 | 13. Fire or smoke |  | 8 | 2% | 2% | 0.04%
Indoor Space | 5000 | 15. Bicyclist |  | 10 | 1% | 1% | 0.02%
Indoor Space | 12820.5128 | 17. Accidental gun discharge |  | 12 | 0.39% | 0.39% | 0.0078%
Indoor Space | 50000 | 19. Sharp objects |  | 15 | 0.1% | 0.1% | 0.002%
Indoor Space | 500000 | 24. Lightning |  | 20 | 0.01% | 0.01% | 0.0002%
|  |  |  | 50 | -
Systems Safety Perspective
Scenario | Odds of Dying 1:x | Cause of Death |  | ACH | Infection Risk (1/ACH) Safety world | Chance of Infection | Chance of Death
Indoor Space | 50 | 4. Chronic lower respiratory disease |  | 0 | 100% | 100% | 2%
Indoor Space | 50 | 4. Chronic lower respiratory disease |  | 1 | 100% | 100% | 2%
Indoor Space | 100 | 6. Opioid overdose |  | 2 | 50% | 50% | 1%
Indoor Space | 200 | 8. Motor vehicle crash |  | 4 | 25% | 25% | 0.5%
Indoor Space | 294.1176 | 9. Gun assault |  | 6 | 17% | 17% | 0.34%
Indoor Space | 384.6154 | 9. Gun assault |  | 8 | 13% | 13% | 0.26%
Indoor Space | 500 | 9. Gun assault |  | 10 | 10% | 10% | 0.2%
Indoor Space | 625 | 10. Pedestrian incident |  | 12 | 8% | 8% | 0.16%
Indoor Space | 714.2857 | 10. Pedestrian incident |  | 15 | 7% | 7% | 0.14%
Indoor Space | 1000 | 11. Motorcyclist |  | 20 | 5% | 5% | 0.1%
Indoor Space | 2500 | 13. Fire or smoke |  | 50 | 2% | 2% | 0.04%
Well-Riley Perspective
Scenario | Odds of Dying 1:x | Cause of Death |  | AUC | P | Chance of Infection | Chance of Death | Masks | time hour | # of Infected | Space cu-ft | Ventilation | p cu-in/sec | q / sec | time sec | lpqt | Q cu-in/sec | 2 Masks @ 75% | Masks | Q cu-ft/hr
Small Indoor Space | 50 | 4. Chronic lower respiratory disease |  | 0.0001 | 1 | 100% | 2% | No | 1 | 1 | 10800 | Expected | 366 | 0.02 | 3600 | 26352 | 0.5184 | no mask | No | 1.08
Small Indoor Space | 50.3119 | 4. Chronic lower respiratory disease |  | 1 | 0.9938 | 99.38% | 1.988% | No | 1 | 1 | 10800 | Expected | 366 | 0.02 | 3600 | 26352 | 5184 | no mask | No | 10800
Small Indoor Space | 54.2732 | 4. Chronic lower respiratory disease |  | 2 | 0.92126 | 92.13% | 1.843% | No | 1 | 1 | 10800 | Expected | 366 | 0.02 | 3600 | 26352 | 10368 | no mask | No | 21600
Small Indoor Space | 69.5021 | 4. Chronic lower respiratory disease |  | 4 | 0.7194 | 71.94% | 1.439% | No | 1 | 1 | 10800 | Expected | 366 | 0.02 | 3600 | 26352 | 20736 | no mask | No | 43200
Small Indoor Space | 87.505 | 4. Chronic lower respiratory disease |  | 6 | 0.5714 | 57.14% | 1.143% | No | 1 | 1 | 10800 | Expected | 366 | 0.02 | 3600 | 26352 | 31104 | no mask | No | 64800
Small Indoor Space | 106.3184 | 7. Fall |  | 8 | 0.47029 | 47.03% | 0.9406% | No | 1 | 1 | 10800 | Expected | 366 | 0.02 | 3600 | 26352 | 41472 | no mask | No | 86400
Small Indoor Space | 125.4696 | 8. Motor vehicle crash |  | 10 | 0.3985 | 39.85% | 0.797% | No | 1 | 1 | 10800 | Expected | 366 | 0.02 | 3600 | 26352 | 51840 | no mask | No | 108000
Small Indoor Space | 144.7926 | 8. Motor vehicle crash |  | 12 | 0.34532 | 34.53% | 0.6906% | No | 1 | 1 | 10800 | Expected | 366 | 0.02 | 3600 | 26352 | 62208 | no mask | No | 129600
Small Indoor Space | 173.9503 | 8. Motor vehicle crash |  | 15 | 0.28744 | 28.74% | 0.5749% | No | 1 | 1 | 10800 | Expected | 366 | 0.02 | 3600 | 26352 | 77760 | no mask | No | 162000
Small Indoor Space | 222.7792 | 8. Motor vehicle crash |  | 20 | 0.22444 | 22.44% | 0.4489% | No | 1 | 1 | 10800 | Expected | 366 | 0.02 | 3600 | 26352 | 103680 | no mask | No | 216000
Small Indoor Space | 517.2268 | 9. Gun assault |  | 50 | 0.096669 | 9.667% | 0.1933% | No | 1 | 1 | 10800 | Expected | 366 | 0.02 | 3600 | 26352 | 259200 | no mask | No | 540000
Large Indoor Space | 50 | 4. Chronic lower respiratory disease |  | 0.0001 | 1 | 100% | 2% | No | 1 | 1 | 400000 | Expected | 366 | 0.02 | 3600 | 26352 | 19.2 | no mask | No | 40
Large Indoor Space | 389.8704 | 9. Gun assault |  | 1 | 0.12825 | 12.82% | 0.2565% | No | 1 | 1 | 400000 | Expected | 366 | 0.02 | 3600 | 26352 | 192000 | no mask | No | 400000
Large Indoor Space | 753.8834 | 10. Pedestrian incident |  | 2 | 0.066323 | 6.632% | 0.1326% | No | 1 | 1 | 400000 | Expected | 366 | 0.02 | 3600 | 26352 | 384000 | no mask | No | 800000
Large Indoor Space | 1482.3379 | 12. Drowning |  | 4 | 0.033731 | 3.373% | 0.06746% | No | 1 | 1 | 400000 | Expected | 366 | 0.02 | 3600 | 26352 | 768000 | no mask | No | 1600000
Large Indoor Space | 2210.8877 | 13. Fire or smoke |  | 6 | 0.022615 | 2.262% | 0.04523% | No | 1 | 1 | 400000 | Expected | 366 | 0.02 | 3600 | 26352 | 1152000 | no mask | No | 2400000
Large Indoor Space | 2939.4613 | 14. Choking on food |  | 8 | 0.01701 | 1.701% | 0.03402% | No | 1 | 1 | 400000 | Expected | 366 | 0.02 | 3600 | 26352 | 1536000 | no mask | No | 3200000
Large Indoor Space | 3668.0444 | 14. Choking on food |  | 10 | 0.013631 | 1.363% | 0.02726% | No | 1 | 1 | 400000 | Expected | 366 | 0.02 | 3600 | 26352 | 1920000 | no mask | No | 4000000
Large Indoor Space | 4396.6324 | 15. Bicyclist |  | 12 | 0.011372 | 1.137% | 0.02274% | No | 1 | 1 | 400000 | Expected | 366 | 0.02 | 3600 | 26352 | 2304000 | no mask | No | 4800000
Large Indoor Space | 5489.519 | 15. Bicyclist |  | 15 | 0.0091083 | 0.9108% | 0.01822% | No | 1 | 1 | 400000 | Expected | 366 | 0.02 | 3600 | 26352 | 2880000 | no mask | No | 6000000
Large Indoor Space | 7311.0031 | 15. Bicyclist |  | 20 | 0.006839 | 0.6839% | 0.01368% | No | 1 | 1 | 400000 | Expected | 366 | 0.02 | 3600 | 26352 | 3840000 | no mask | No | 8000000
Large Indoor Space | 18239.9477 | 18. Electrocution, radiation, extreme temperatures, and pressure |  | 50 | 0.0027412 | 0.2741% | 0.005482% | No | 1 | 1 | 400000 | Expected | 366 | 0.02 | 3600 | 26352 | 9600000 | no mask | No | 20000000
|  |  |  | ACH | Remaining Virus Medical Perspective | Systems Safety Perspective | Well-Riley Perspective Small Indoor Space | Well-Riley Perspective Large Indoor Space | Well-Riley Perspective Large Indoor Space ignore 0 ACH
|  |  |  | 0.0001 | 100% | 100% | 100% | 100% | -
|  |  |  | 1 | 63% | 100% | 99.38% | 12.82% | 100%
|  |  |  | 2 | 40% | 50% | 92.13% | 6.632% | 51.71%
|  |  |  | 4 | 16% | 25% | 71.94% | 3.373% | 26.3%
|  |  |  | 6 | 6% | 17% | 57.14% | 2.262% | 17.63%
|  |  |  | 8 | 2% | 13% | 47.03% | 1.701% | 13.26%
|  |  |  | 10 | 1% | 10% | 39.85% | 1.363% | 10.63%
|  |  |  | 12 | 0.39% | 8% | 34.53% | 1.137% | 8.867%
|  |  |  | 15 | 0.1% | 7% | 28.74% | 0.9108% | 7.102%
|  |  |  | 20 | 0.01% | 5% | 22.44% | 0.6839% | 5.333%
|  |  |  | 50 | 0% | 2% | 9.667% | 0.2741% | 2.137%
Benefit
|  |  |  | ACH | Benefit Remaining Virus Medical Perspective | Benefit Systems Safety Perspective | Benefit Well-Riley Perspective Small Indoor Space | Benefit Well-Riley Perspective Large Indoor Space
|  |  |  | 0.0001 | 1 | 1 | 1 | 1
|  |  |  | 1 | 1.5873 | 1 | 1.0062 | 7.7974
|  |  |  | 2 | 2.5 | 2 | 1.0855 | 15.0777
|  |  |  | 4 | 6.25 | 4 | 1.39 | 29.6468
|  |  |  | 6 | 16.6667 | 5.8824 | 1.7501 | 44.2178
|  |  |  | 8 | 50 | 7.6923 | 2.1264 | 58.7892
|  |  |  | 10 | 100 | 10 | 2.5094 | 73.3609
|  |  |  | 12 | 256.4103 | 12.5 | 2.8959 | 87.9326
|  |  |  | 15 | 1000 | 14.2857 | 3.479 | 109.7904
|  |  |  | 20 | 10000 | 20 | 4.4556 | 146.2201
|  |  |  | 50 | - | 50 | 10.3445 | 364.799

## Odds 15%
In 2022 people are still wearing masks outside showing that they still do no understand or are aware of the probability of infection in the 3 scenarios.
This analysis is focused on educating those people so that they know how to live going forward.
| Odds of Dying 1:x | Cause of Death |  | Wells–Riley equation
| 1 | 0. Worst disease |  | P = D/S = 1 - exp ( - (Ipqt/Q) )
| 6 | 1. Heart disease |  | where:
| 7 | 2. Cancer |  | D = number of disease cases
| 24 | 3. All preventable causes of death |  | D = number of disease cases
| 27 | 4. Chronic lower respiratory disease |  | S = number of susceptibles
| 88 | 5. Suicide |  | I = number of infectors
| 92 | 6. Opioid overdose |  | P = probability of infection for susceptibles
| 106 | 7. Fall |  | p = breathing rate per person (m3/s)
| 107 | 8. Motor vehicle crash |  | p = breathing rate per person (m3/s)
| 289 | 9. Gun assault |  | q = quantum generation rate by an infected person (quanta/s)
| 543 | 10. Pedestrian incident |  | t = total exposure time (s)
| 899 | 11. Motorcyclist |  | Q = outdoor air supply rate (m3/s).
| 1128 | 12. Drowning
| 1547 | 13. Fire or smoke
| 2535 | 14. Choking on food
| 3825 | 15. Bicyclist
| 8248 | 16. Sunstroke
| 8571 | 17. Accidental gun discharge
| 13394 | 18. Electrocution, radiation, extreme temperatures, and pressure
| 29334 | 19. Sharp objects
| 58669 | 20. Cataclysmic storm
| 59507 | 21. Hornet, wasp, and bee stings
| 63113 | 22. Hot surfaces and substances
| 86781 | 23. Dog attack
| 138849 | 24. Lightning
Remaining Virus Medical Perspective | [6 empty] | 15% | Death Rate factor based on empiracal data where COVID-19 has been the leading cause of death for almost 2 years
Scenario | Odds of Dying 1:x | Cause of Death |  | ACH | Remaining Virus * 63% / AC | Chance of Infection | Chance of Death
Indoor Space | 6.6667 | 1. Heart disease |  | 0 | 100% | 100% | 15%
Indoor Space | 10.582 | 2. Cancer |  | 1 | 63% | 63% | 9.45%
Indoor Space | 16.6667 | 2. Cancer |  | 2 | 40% | 40% | 6%
Indoor Space | 41.6667 | 4. Chronic lower respiratory disease |  | 4 | 16% | 16% | 2.4%
Indoor Space | 111.1111 | 8. Motor vehicle crash |  | 6 | 6% | 6% | 0.9%
Indoor Space | 333.3333 | 9. Gun assault |  | 8 | 2% | 2% | 0.3%
Indoor Space | 666.6667 | 10. Pedestrian incident |  | 10 | 1% | 1% | 0.15%
Indoor Space | 1709.4017 | 13. Fire or smoke |  | 12 | 0.39% | 0.39% | 0.0585%
Indoor Space | 6666.6667 | 15. Bicyclist |  | 15 | 0.1% | 0.1% | 0.015%
Indoor Space | 66666.6667 | 22. Hot surfaces and substances |  | 20 | 0.01% | 0.01% | 0.0015%
|  |  |  | 50 | -
Systems Safety Perspective
Scenario | Odds of Dying 1:x | Cause of Death |  | ACH | Infection Risk (1/ACH) Safety world | Chance of Infection | Chance of Death
Indoor Space | 6.6667 | 1. Heart disease |  | 0 | 100% | 100% | 15%
Indoor Space | 6.6667 | 1. Heart disease |  | 1 | 100% | 100% | 15%
Indoor Space | 13.3333 | 2. Cancer |  | 2 | 50% | 50% | 7.5%
Indoor Space | 26.6667 | 3. All preventable causes of death |  | 4 | 25% | 25% | 3.75%
Indoor Space | 39.2157 | 4. Chronic lower respiratory disease |  | 6 | 17% | 17% | 2.55%
Indoor Space | 51.2821 | 4. Chronic lower respiratory disease |  | 8 | 13% | 13% | 1.95%
Indoor Space | 66.6667 | 4. Chronic lower respiratory disease |  | 10 | 10% | 10% | 1.5%
Indoor Space | 83.3333 | 4. Chronic lower respiratory disease |  | 12 | 8% | 8% | 1.2%
Indoor Space | 95.2381 | 6. Opioid overdose |  | 15 | 7% | 7% | 1.05%
Indoor Space | 133.3333 | 8. Motor vehicle crash |  | 20 | 5% | 5% | 0.75%
Indoor Space | 333.3333 | 9. Gun assault |  | 50 | 2% | 2% | 0.3%
Well-Riley Perspective
Scenario | Odds of Dying 1:x | Cause of Death |  | AUC | P | Chance of Infection | Chance of Death | Masks | time hour | # of Infected | Space cu-ft | Ventilation | p cu-in/sec | q / sec | time sec | lpqt | Q cu-in/sec | 2 Masks @ 75% | Masks | Q cu-ft/hr
Small Indoor Space | 6.6667 | 1. Heart disease |  | 0.0001 | 1 | 100% | 15% | No | 1 | 1 | 10800 | Expected | 366 | 0.02 | 3600 | 26352 | 0.5184 | no mask | No | 1.08
Small Indoor Space | 6.7083 | 1. Heart disease |  | 1 | 0.9938 | 99.38% | 14.91% | No | 1 | 1 | 10800 | Expected | 366 | 0.02 | 3600 | 26352 | 5184 | no mask | No | 10800
Small Indoor Space | 7.2364 | 2. Cancer |  | 2 | 0.92126 | 92.13% | 13.82% | No | 1 | 1 | 10800 | Expected | 366 | 0.02 | 3600 | 26352 | 10368 | no mask | No | 21600
Small Indoor Space | 9.267 | 2. Cancer |  | 4 | 0.7194 | 71.94% | 10.79% | No | 1 | 1 | 10800 | Expected | 366 | 0.02 | 3600 | 26352 | 20736 | no mask | No | 43200
Small Indoor Space | 11.6673 | 2. Cancer |  | 6 | 0.5714 | 57.14% | 8.571% | No | 1 | 1 | 10800 | Expected | 366 | 0.02 | 3600 | 26352 | 31104 | no mask | No | 64800
Small Indoor Space | 14.1758 | 2. Cancer |  | 8 | 0.47029 | 47.03% | 7.054% | No | 1 | 1 | 10800 | Expected | 366 | 0.02 | 3600 | 26352 | 41472 | no mask | No | 86400
Small Indoor Space | 16.7293 | 2. Cancer |  | 10 | 0.3985 | 39.85% | 5.978% | No | 1 | 1 | 10800 | Expected | 366 | 0.02 | 3600 | 26352 | 51840 | no mask | No | 108000
Small Indoor Space | 19.3057 | 2. Cancer |  | 12 | 0.34532 | 34.53% | 5.18% | No | 1 | 1 | 10800 | Expected | 366 | 0.02 | 3600 | 26352 | 62208 | no mask | No | 129600
Small Indoor Space | 23.1934 | 2. Cancer |  | 15 | 0.28744 | 28.74% | 4.312% | No | 1 | 1 | 10800 | Expected | 366 | 0.02 | 3600 | 26352 | 77760 | no mask | No | 162000
Small Indoor Space | 29.7039 | 4. Chronic lower respiratory disease |  | 20 | 0.22444 | 22.44% | 3.367% | No | 1 | 1 | 10800 | Expected | 366 | 0.02 | 3600 | 26352 | 103680 | no mask | No | 216000
Small Indoor Space | 68.9636 | 4. Chronic lower respiratory disease |  | 50 | 0.096669 | 9.667% | 1.45% | No | 1 | 1 | 10800 | Expected | 366 | 0.02 | 3600 | 26352 | 259200 | no mask | No | 540000
Large Indoor Space | 6.6667 | 1. Heart disease |  | 0.0001 | 1 | 100% | 15% | No | 1 | 1 | 400000 | Expected | 366 | 0.02 | 3600 | 26352 | 19.2 | no mask | No | 40
Large Indoor Space | 51.9827 | 4. Chronic lower respiratory disease |  | 1 | 0.12825 | 12.82% | 1.924% | No | 1 | 1 | 400000 | Expected | 366 | 0.02 | 3600 | 26352 | 192000 | no mask | No | 400000
Large Indoor Space | 100.5178 | 6. Opioid overdose |  | 2 | 0.066323 | 6.632% | 0.9948% | No | 1 | 1 | 400000 | Expected | 366 | 0.02 | 3600 | 26352 | 384000 | no mask | No | 800000
Large Indoor Space | 197.645 | 8. Motor vehicle crash |  | 4 | 0.033731 | 3.373% | 0.506% | No | 1 | 1 | 400000 | Expected | 366 | 0.02 | 3600 | 26352 | 768000 | no mask | No | 1600000
Large Indoor Space | 294.785 | 9. Gun assault |  | 6 | 0.022615 | 2.262% | 0.3392% | No | 1 | 1 | 400000 | Expected | 366 | 0.02 | 3600 | 26352 | 1152000 | no mask | No | 2400000
Large Indoor Space | 391.9282 | 9. Gun assault |  | 8 | 0.01701 | 1.701% | 0.2551% | No | 1 | 1 | 400000 | Expected | 366 | 0.02 | 3600 | 26352 | 1536000 | no mask | No | 3200000
Large Indoor Space | 489.0726 | 9. Gun assault |  | 10 | 0.013631 | 1.363% | 0.2045% | No | 1 | 1 | 400000 | Expected | 366 | 0.02 | 3600 | 26352 | 1920000 | no mask | No | 4000000
Large Indoor Space | 586.2176 | 10. Pedestrian incident |  | 12 | 0.011372 | 1.137% | 0.1706% | No | 1 | 1 | 400000 | Expected | 366 | 0.02 | 3600 | 26352 | 2304000 | no mask | No | 4800000
Large Indoor Space | 731.9359 | 10. Pedestrian incident |  | 15 | 0.0091083 | 0.9108% | 0.1366% | No | 1 | 1 | 400000 | Expected | 366 | 0.02 | 3600 | 26352 | 2880000 | no mask | No | 6000000
Large Indoor Space | 974.8004 | 11. Motorcyclist |  | 20 | 0.006839 | 0.6839% | 0.1026% | No | 1 | 1 | 400000 | Expected | 366 | 0.02 | 3600 | 26352 | 3840000 | no mask | No | 8000000
Large Indoor Space | 2431.993 | 13. Fire or smoke |  | 50 | 0.0027412 | 0.2741% | 0.04112% | No | 1 | 1 | 400000 | Expected | 366 | 0.02 | 3600 | 26352 | 9600000 | no mask | No | 20000000
|  |  |  | ACH | Remaining Virus Medical Perspective | Systems Safety Perspective | Well-Riley Perspective Small Indoor Space | Well-Riley Perspective Large Indoor Space | Well-Riley Perspective Large Indoor Space ignore 0 ACH
|  |  |  | 0.0001 | 100% | 100% | 100% | 100% | -
|  |  |  | 1 | 63% | 100% | 99.38% | 12.82% | 100%
|  |  |  | 2 | 40% | 50% | 92.13% | 6.632% | 51.71%
|  |  |  | 4 | 16% | 25% | 71.94% | 3.373% | 26.3%
|  |  |  | 6 | 6% | 17% | 57.14% | 2.262% | 17.63%
|  |  |  | 8 | 2% | 13% | 47.03% | 1.701% | 13.26%
|  |  |  | 10 | 1% | 10% | 39.85% | 1.363% | 10.63%
|  |  |  | 12 | 0.39% | 8% | 34.53% | 1.137% | 8.867%
|  |  |  | 15 | 0.1% | 7% | 28.74% | 0.9108% | 7.102%
|  |  |  | 20 | 0.01% | 5% | 22.44% | 0.6839% | 5.333%
|  |  |  | 50 | 0% | 2% | 9.667% | 0.2741% | 2.137%
Benefit
|  |  |  | ACH | Benefit Remaining Virus Medical Perspective | Benefit Systems Safety Perspective | Benefit Well-Riley Perspective Small Indoor Space | Benefit Well-Riley Perspective Large Indoor Space
|  |  |  | 0.0001 | 1 | 1 | 1 | 1
|  |  |  | 1 | 1.5873 | 1 | 1.0062 | 7.7974
|  |  |  | 2 | 2.5 | 2 | 1.0855 | 15.0777
|  |  |  | 4 | 6.25 | 4 | 1.39 | 29.6468
|  |  |  | 6 | 16.6667 | 5.8824 | 1.7501 | 44.2178
|  |  |  | 8 | 50 | 7.6923 | 2.1264 | 58.7892
|  |  |  | 10 | 100 | 10 | 2.5094 | 73.3609
|  |  |  | 12 | 256.4103 | 12.5 | 2.8959 | 87.9326
|  |  |  | 15 | 1000 | 14.2857 | 3.479 | 109.7904
|  |  |  | 20 | 10000 | 20 | 4.4556 | 146.2201
|  |  |  | 50 | - | 50 | 10.3445 | 364.799

## Probability 2022 2%
In 2022 people are still wearing masks outside showing that they still do no understand or are aware of the probability of infection in the 3 scenarios.
This analysis is focused on educating those people so that they know how to live going forward.
| Odds of Dying 1:x | Cause of Death |  | Wells–Riley equation
| 1 | 0. Worst disease |  | P = D/S = 1 - exp ( - (Ipqt/Q) )
| 6 | 1. Heart disease |  | where:
| 7 | 2. Cancer |  | D = number of disease cases
| 24 | 3. All preventable causes of death |  | D = number of disease cases
| 27 | 4. Chronic lower respiratory disease |  | S = number of susceptibles
| 88 | 5. Suicide |  | I = number of infectors
| 92 | 6. Opioid overdose |  | P = probability of infection for susceptibles
| 106 | 7. Fall |  | p = breathing rate per person (m3/s)
| 107 | 8. Motor vehicle crash |  | p = breathing rate per person (m3/s)
| 289 | 9. Gun assault |  | q = quantum generation rate by an infected person (quanta/s)
| 543 | 10. Pedestrian incident |  | t = total exposure time (s)
| 899 | 11. Motorcyclist |  | Q = outdoor air supply rate (m3/s).
| 1128 | 12. Drowning
| 1547 | 13. Fire or smoke
| 2535 | 14. Choking on food
| 3825 | 15. Bicyclist
| 8248 | 16. Sunstroke
| 8571 | 17. Accidental gun discharge
| 13394 | 18. Electrocution, radiation, extreme temperatures, and pressure
| 29334 | 19. Sharp objects
| 58669 | 20. Cataclysmic storm
| 59507 | 21. Hornet, wasp, and bee stings
| 63113 | 22. Hot surfaces and substances
| 86781 | 23. Dog attack
| 138849 | 24. Lightning
[18 empty] | 0.02 | Death Rate factor based on empiracal data where COVID-19 has been the leading cause of death for almost 2 years
Scenario | Odds of Dying 1:x | Cause of Death | Masks | ACH | time hour | # of Infected | Space cu-ft | Ventilation | p cu-in/sec | q / sec | time sec | lpqt | Q cu-in/sec | 2 Masks @ 75% | Masks | P | Chance of Infection | Chance of Death | Q cu-ft/hr
Small Indoor Space | 800.0307 | 10. Pedestrian incident | Yes | 1 | 1 | 2 | 10800 | Poor | 366 | 0.02 | 3600 | 52704 | 5184 | 0.0625 | Yes | 0.062498 | 6.25% | 0.125% | 10800
Small Indoor Space | 804.9903 | 10. Pedestrian incident | Yes | 1 | 1 | 1 | 10800 | Poor | 366 | 0.02 | 3600 | 26352 | 5184 | 0.0625 | Yes | 0.062113 | 6.211% | 0.1242% | 10800
Small Indoor Space | 1112.0342 | 11. Motorcyclist | Yes | 4 | 1 | 1 | 10800 | Expected | 366 | 0.02 | 3600 | 26352 | 20736 | 0.0625 | Yes | 0.044963 | 4.496% | 0.08993% | 43200
Small Indoor Space | 50.3119 | 4. Chronic lower respiratory disease | No | 1 | 1 | 1 | 10800 | Expected | 366 | 0.02 | 3600 | 26352 | 5184 | no mask | No | 0.9938 | 99.38% | 1.988% | 10800
Small Indoor Space | 69.5021 | 4. Chronic lower respiratory disease | No | 4 | 1 | 1 | 10800 | Expected | 366 | 0.02 | 3600 | 26352 | 20736 | no mask | No | 0.7194 | 71.94% | 1.439% | 43200
Small Indoor Space | 144.7926 | 8. Motor vehicle crash | No | 12 | 1 | 1 | 10800 | upgraded to CDC guideline | 366 | 0.02 | 3600 | 26352 | 62208 | no mask | No | 0.34532 | 34.53% | 0.6906% | 129600
Small Indoor Space | 222.7792 | 8. Motor vehicle crash | No | 20 | 1 | 1 | 10800 | upgraded to WHO guideline | 366 | 0.02 | 3600 | 26352 | 103680 | no mask | No | 0.22444 | 22.44% | 0.4489% | 216000
Small Indoor Space | 261.9474 | 8. Motor vehicle crash | No | 24 | 1 | 1 | 10800 | upgraded to WHO guideline | 366 | 0.02 | 3600 | 26352 | 124416 | no mask | No | 0.19088 | 19.09% | 0.3818% | 259200
Small Indoor Space | 2007.5143 | 13. Fire or smoke | Yes | 10 | 1 | 1 | 10800 | Rare | 366 | 0.02 | 3600 | 26352 | 51840 | 0.0625 | Yes | 0.024906 | 2.491% | 0.04981% | 108000
Small Indoor Space | 6703.5519 | 15. Bicyclist | Yes | 40 | 1 | 1 | 10800 | Massive Natural | 366 | 0.02 | 3600 | 26352 | 207360 | 0.0625 | Yes | 0.0074587 | 0.7459% | 0.01492% | 432000
Large Indoor Space | 3332.6669 | 14. Choking on food | Yes | 1 | 1 | 2 | 400000 | Poor | 366 | 0.02 | 3600 | 52704 | 192000 | 0.0625 | Yes | 0.015003 | 1.5% | 0.03001% | 400000
Large Indoor Space | 6237.9267 | 15. Bicyclist | Yes | 1 | 1 | 1 | 400000 | Poor | 366 | 0.02 | 3600 | 26352 | 192000 | 0.0625 | Yes | 0.0080155 | 0.8015% | 0.01603% | 400000
Large Indoor Space | 23717.4059 | 18. Electrocution, radiation, extreme temperatures, and pressure | Yes | 4 | 1 | 1 | 400000 | Expected | 366 | 0.02 | 3600 | 26352 | 768000 | 0.0625 | Yes | 0.0021082 | 0.2108% | 0.004216% | 1600000
Large Indoor Space | 58688.711 | 20. Cataclysmic storm | Yes | 10 | 1 | 1 | 400000 | Rare | 366 | 0.02 | 3600 | 26352 | 1920000 | 0.0625 | Yes | 0.00085195 | 0.0852% | 0.001704% | 4000000
Large Indoor Space | 233551.4127 | 24. Lightning | Yes | 40 | 1 | 1 | 400000 | Massive Natural | 366 | 0.02 | 3600 | 26352 | 7680000 | 0.0625 | Yes | 0.00021409 | 0.02141% | 0.0004282% | 16000000
Small Indoor Space | 804.9903 | 10. Pedestrian incident | Yes | 1 | 1 | 1 | 10800 | Poor | 366 | 0.02 | 3600 | 26352 | 5184 | 0.0625 | Yes | 0.062113 | 6.211% | 0.1242% | 10800
Small Indoor Space | 1112.0342 | 11. Motorcyclist | Yes | 4 | 1 | 1 | 10800 | Expected | 366 | 0.02 | 3600 | 26352 | 20736 | 0.0625 | Yes | 0.044963 | 4.496% | 0.08993% | 43200
Small Indoor Space | 800.0307 | 10. Pedestrian incident | Yes | 4 | 8 | 1 | 10800 | Expected | 366 | 0.02 | 28800 | 210816 | 20736 | 0.0625 | Yes | 0.062498 | 6.25% | 0.125% | 43200
Large Indoor Space | 6237.9267 | 15. Bicyclist | Yes | 1 | 1 | 1 | 400000 | Poor | 366 | 0.02 | 3600 | 26352 | 192000 | 0.0625 | Yes | 0.0080155 | 0.8015% | 0.01603% | 400000
Large Indoor Space | 23717.4059 | 18. Electrocution, radiation, extreme temperatures, and pressure | Yes | 4 | 1 | 1 | 400000 | Expected | 366 | 0.02 | 3600 | 26352 | 768000 | 0.0625 | Yes | 0.0021082 | 0.2108% | 0.004216% | 1600000
Large Indoor Space | 3332.6669 | 14. Choking on food | Yes | 4 | 8 | 1 | 400000 | Expected | 366 | 0.02 | 28800 | 210816 | 768000 | 0.0625 | Yes | 0.015003 | 1.5% | 0.03001% | 1600000
Small Indoor Space | 50.3119 | 4. Chronic lower respiratory disease | Yes but 1 hour mask off | 1 | 1 | 1 | 10800 | Poor | 366 | 0.02 | 3600 | 26352 | 5184 | mask failures in school | Yes but 1 hour mask off | 0.9938 | 99.38% | 1.988% | 10800
Small Indoor Space | 69.5021 | 4. Chronic lower respiratory disease | Yes but 1 hour mask off | 4 | 1 | 1 | 10800 | Expected | 366 | 0.02 | 3600 | 26352 | 20736 | mask failures in school | Yes but 1 hour mask off | 0.7194 | 71.94% | 1.439% | 43200
Small Indoor Space | 418.972 | 9. Gun assault | Yes but 1 hour mask off | 40 | 1 | 1 | 10800 | Massive Natural | 366 | 0.02 | 3600 | 26352 | 207360 | mask failures in school | Yes but 1 hour mask off | 0.11934 | 11.93% | 0.2387% | 432000
Small Indoor Space | 50.0019 | 4. Chronic lower respiratory disease | No | 4 | 8 | 1 | 10800 | Expected | 366 | 0.02 | 28800 | 210816 | 20736 | no mask | No | 0.99996 | 100% | 2% | 43200
Small Indoor Space | 78.3452 | 4. Chronic lower respiratory disease | No | 40 | 8 | 1 | 10800 | Massive Natural | 366 | 0.02 | 28800 | 210816 | 207360 | no mask | No | 0.6382 | 63.82% | 1.276% | 432000
Large Indoor Space | 389.8704 | 9. Gun assault | No | 1 | 1 | 1 | 400000 | Poor | 366 | 0.02 | 3600 | 26352 | 192000 | no mask | No | 0.12825 | 12.82% | 0.2565% | 400000
Large Indoor Space | 1482.3379 | 12. Drowning | No | 4 | 1 | 1 | 400000 | Expected | 366 | 0.02 | 3600 | 26352 | 768000 | no mask | No | 0.033731 | 3.373% | 0.06746% | 1600000
Large Indoor Space | 14596.9633 | 18. Electrocution, radiation, extreme temperatures, and pressure | No | 40 | 1 | 1 | 400000 | Massive Natural | 366 | 0.02 | 3600 | 26352 | 7680000 | no mask | No | 0.0034254 | 0.3425% | 0.006851% | 16000000
Large Indoor Space | 208.2917 | 8. Motor vehicle crash | No | 4 | 8 | 1 | 400000 | Expected | 366 | 0.02 | 28800 | 210816 | 768000 | no mask | No | 0.24005 | 24% | 0.4801% | 1600000
Large Indoor Space | 1846.608 | 13. Fire or smoke | No | 40 | 8 | 1 | 400000 | Massive Natural | 366 | 0.02 | 28800 | 210816 | 7680000 | no mask | No | 0.027077 | 2.708% | 0.05415% | 16000000
Outside courtyard | 8877.4826 | 17. Accidental gun discharge | No | 3600 | 4 | 1 | 10800 | wind 1 mile / hr | 366 | 0.02 | 14400 | 105408 | 18662400 | no mask | No | 0.0056322 | 0.5632% | 0.01126% | 38880000
Outside courtyard | 44287.2998 | 19. Sharp objects | No | 18000 | 4 | 1 | 10800 | wind 5 mile / hr | 366 | 0.02 | 14400 | 105408 | 93312000 | no mask | No | 0.001129 | 0.1129% | 0.002258% | 194400000
Outside large pool area | 327893.8531 | 24. Lightning | No | 3600 | 4 | 1 | 400000 | wind 1 mile / hr | 366 | 0.02 | 14400 | 105408 | 691200000 | no mask | No | 0.00015249 | 0.01525% | 0.000305% | 1440000000
Outside large pool area | 1639369.2624 | 24. Lightning | No | 18000 | 4 | 1 | 400000 | wind 5 mile / hr | 366 | 0.02 | 14400 | 105408 | 3456000000 | no mask | No | 3.05e-05 | 0.00305% | 6.1e-05% | 7200000000
Outside wide open | 3278713.5246 | 24. Lightning | No | 3600 | 4 | 1 | 4000000 | wind 1 mile / hr | 366 | 0.02 | 14400 | 105408 | 6912000000 | no mask | No | 1.525e-05 | 0.001525% | 3.05e-05% | 14400000000
Outside wide open | 16393467.6231 | 24. Lightning | No | 18000 | 4 | 1 | 4000000 | wind 5 mile / hr | 366 | 0.02 | 14400 | 105408 | 34560000000 | no mask | No | 3.05e-06 | 0.000305% | 6.1e-06% | 72000000000
[16 empty] | 327869.3525 | 0.000305% |  | chance of infection
[16 empty] | 9367695.7846 |  |  | chance of death
|  |  | Infection Load | Virus / Breath | Breaths / Sec | Sec to Infection | q / sec
|  |  | 1000 | 20 | 1 | 50 | 0.02
|  |  | L | W | H | cu-ft
|  |  | 30 | 30 | 12 | 10800
|  |  | 100 | 100 | 40 | 400000
|  |  | 1000 | 100 | 40 | 4000000
|  |  | social distance | sq-ft | Parties | % | I | Comments
|  |  | 6 | 900 | 25 | 0.1 | 2.5
|  |  | 6 | 10000 | 277.7778 | 0.1 | 27.7778
|  |  | 6 | 100000 | 2777.7778 | 0.1 | 277.7778 | Unlikely the virus will travel this distance without being diluted
|  |  | 16 | 900 | 3.5156 | 0.1 | 0.35156
|  |  | 16 | 10000 | 39.0625 | 0.1 | 3.9062
|  |  | 16 | 100000 | 390.625 | 0.1 | 39.0625 | Unlikely the virus will travel this distance without being diluted

## Probability 2022 15%
In 2022 people are still wearing masks outside showing that they still do no understand or are aware of the probability of infection in the 3 scenarios.
This analysis is focused on educating those people so that they know how to live going forward.
| Odds of Dying 1:x | Cause of Death |  | Wells–Riley equation
| 1 | 0. Worst disease |  | P = D/S = 1 - exp ( - (Ipqt/Q) )
| 6 | 1. Heart disease |  | where:
| 7 | 2. Cancer |  | D = number of disease cases
| 24 | 3. All preventable causes of death |  | D = number of disease cases
| 27 | 4. Chronic lower respiratory disease |  | S = number of susceptibles
| 88 | 5. Suicide |  | I = number of infectors
| 92 | 6. Opioid overdose |  | P = probability of infection for susceptibles
| 106 | 7. Fall |  | p = breathing rate per person (m3/s)
| 107 | 8. Motor vehicle crash |  | p = breathing rate per person (m3/s)
| 289 | 9. Gun assault |  | q = quantum generation rate by an infected person (quanta/s)
| 543 | 10. Pedestrian incident |  | t = total exposure time (s)
| 899 | 11. Motorcyclist |  | Q = outdoor air supply rate (m3/s).
| 1128 | 12. Drowning
| 1547 | 13. Fire or smoke
| 2535 | 14. Choking on food
| 3825 | 15. Bicyclist
| 8248 | 16. Sunstroke
| 8571 | 17. Accidental gun discharge
| 13394 | 18. Electrocution, radiation, extreme temperatures, and pressure
| 29334 | 19. Sharp objects
| 58669 | 20. Cataclysmic storm
| 59507 | 21. Hornet, wasp, and bee stings
| 63113 | 22. Hot surfaces and substances
| 86781 | 23. Dog attack
| 138849 | 24. Lightning
[18 empty] | 0.15 | Death Rate factor based on empiracal data where COVID-19 has been the leading cause of death for almost 2 years
Scenario | Odds of Dying 1:x | Cause of Death | Masks | ACH | time hour | # of Infected | Space cu-ft | Ventilation | p cu-in/sec | q / sec | time sec | lpqt | Q cu-in/sec | 2 Masks @ 75% | Masks | P | Chance of Infection | Chance of Death | Q cu-ft/hr
Small Indoor Space | 106.6708 | 7. Fall | Yes | 1 | 1 | 2 | 10800 | Poor | 366 | 0.02 | 3600 | 52704 | 5184 | 0.0625 | Yes | 0.062498 | 6.25% | 0.9375% | 10800
Small Indoor Space | 107.332 | 8. Motor vehicle crash | Yes | 1 | 1 | 1 | 10800 | Poor | 366 | 0.02 | 3600 | 26352 | 5184 | 0.0625 | Yes | 0.062113 | 6.211% | 0.9317% | 10800
Small Indoor Space | 148.2712 | 8. Motor vehicle crash | Yes | 4 | 1 | 1 | 10800 | Expected | 366 | 0.02 | 3600 | 26352 | 20736 | 0.0625 | Yes | 0.044963 | 4.496% | 0.6744% | 43200
Small Indoor Space | 6.7083 | 1. Heart disease | No | 1 | 1 | 1 | 10800 | Expected | 366 | 0.02 | 3600 | 26352 | 5184 | no mask | No | 0.9938 | 99.38% | 14.91% | 10800
Small Indoor Space | 9.267 | 2. Cancer | No | 4 | 1 | 1 | 10800 | Expected | 366 | 0.02 | 3600 | 26352 | 20736 | no mask | No | 0.7194 | 71.94% | 10.79% | 43200
Small Indoor Space | 19.3057 | 2. Cancer | No | 12 | 1 | 1 | 10800 | upgraded to CDC guideline | 366 | 0.02 | 3600 | 26352 | 62208 | no mask | No | 0.34532 | 34.53% | 5.18% | 129600
Small Indoor Space | 29.7039 | 4. Chronic lower respiratory disease | No | 20 | 1 | 1 | 10800 | upgraded to WHO guideline | 366 | 0.02 | 3600 | 26352 | 103680 | no mask | No | 0.22444 | 22.44% | 3.367% | 216000
Small Indoor Space | 34.9263 | 4. Chronic lower respiratory disease | No | 24 | 1 | 1 | 10800 | upgraded to WHO guideline | 366 | 0.02 | 3600 | 26352 | 124416 | no mask | No | 0.19088 | 19.09% | 2.863% | 259200
Small Indoor Space | 267.6686 | 8. Motor vehicle crash | Yes | 10 | 1 | 1 | 10800 | Rare | 366 | 0.02 | 3600 | 26352 | 51840 | 0.0625 | Yes | 0.024906 | 2.491% | 0.3736% | 108000
Small Indoor Space | 893.8069 | 10. Pedestrian incident | Yes | 40 | 1 | 1 | 10800 | Massive Natural | 366 | 0.02 | 3600 | 26352 | 207360 | 0.0625 | Yes | 0.0074587 | 0.7459% | 0.1119% | 432000
Large Indoor Space | 444.3556 | 9. Gun assault | Yes | 1 | 1 | 2 | 400000 | Poor | 366 | 0.02 | 3600 | 52704 | 192000 | 0.0625 | Yes | 0.015003 | 1.5% | 0.225% | 400000
Large Indoor Space | 831.7236 | 10. Pedestrian incident | Yes | 1 | 1 | 1 | 400000 | Poor | 366 | 0.02 | 3600 | 26352 | 192000 | 0.0625 | Yes | 0.0080155 | 0.8015% | 0.1202% | 400000
Large Indoor Space | 3162.3208 | 14. Choking on food | Yes | 4 | 1 | 1 | 400000 | Expected | 366 | 0.02 | 3600 | 26352 | 768000 | 0.0625 | Yes | 0.0021082 | 0.2108% | 0.03162% | 1600000
Large Indoor Space | 7825.1615 | 15. Bicyclist | Yes | 10 | 1 | 1 | 400000 | Rare | 366 | 0.02 | 3600 | 26352 | 1920000 | 0.0625 | Yes | 0.00085195 | 0.0852% | 0.01278% | 4000000
Large Indoor Space | 31140.1884 | 19. Sharp objects | Yes | 40 | 1 | 1 | 400000 | Massive Natural | 366 | 0.02 | 3600 | 26352 | 7680000 | 0.0625 | Yes | 0.00021409 | 0.02141% | 0.003211% | 16000000
Small Indoor Space | 107.332 | 8. Motor vehicle crash | Yes | 1 | 1 | 1 | 10800 | Poor | 366 | 0.02 | 3600 | 26352 | 5184 | 0.0625 | Yes | 0.062113 | 6.211% | 0.9317% | 10800
Small Indoor Space | 148.2712 | 8. Motor vehicle crash | Yes | 4 | 1 | 1 | 10800 | Expected | 366 | 0.02 | 3600 | 26352 | 20736 | 0.0625 | Yes | 0.044963 | 4.496% | 0.6744% | 43200
Small Indoor Space | 106.6708 | 7. Fall | Yes | 4 | 8 | 1 | 10800 | Expected | 366 | 0.02 | 28800 | 210816 | 20736 | 0.0625 | Yes | 0.062498 | 6.25% | 0.9375% | 43200
Large Indoor Space | 831.7236 | 10. Pedestrian incident | Yes | 1 | 1 | 1 | 400000 | Poor | 366 | 0.02 | 3600 | 26352 | 192000 | 0.0625 | Yes | 0.0080155 | 0.8015% | 0.1202% | 400000
Large Indoor Space | 3162.3208 | 14. Choking on food | Yes | 4 | 1 | 1 | 400000 | Expected | 366 | 0.02 | 3600 | 26352 | 768000 | 0.0625 | Yes | 0.0021082 | 0.2108% | 0.03162% | 1600000
Large Indoor Space | 444.3556 | 9. Gun assault | Yes | 4 | 8 | 1 | 400000 | Expected | 366 | 0.02 | 28800 | 210816 | 768000 | 0.0625 | Yes | 0.015003 | 1.5% | 0.225% | 1600000
Small Indoor Space | 6.7083 | 1. Heart disease | Yes but 1 hour mask off | 1 | 1 | 1 | 10800 | Poor | 366 | 0.02 | 3600 | 26352 | 5184 | mask failures in school | Yes but 1 hour mask off | 0.9938 | 99.38% | 14.91% | 10800
Small Indoor Space | 9.267 | 2. Cancer | Yes but 1 hour mask off | 4 | 1 | 1 | 10800 | Expected | 366 | 0.02 | 3600 | 26352 | 20736 | mask failures in school | Yes but 1 hour mask off | 0.7194 | 71.94% | 10.79% | 43200
Small Indoor Space | 55.8629 | 4. Chronic lower respiratory disease | Yes but 1 hour mask off | 40 | 1 | 1 | 10800 | Massive Natural | 366 | 0.02 | 3600 | 26352 | 207360 | mask failures in school | Yes but 1 hour mask off | 0.11934 | 11.93% | 1.79% | 432000
Small Indoor Space | 6.6669 | 1. Heart disease | No | 4 | 8 | 1 | 10800 | Expected | 366 | 0.02 | 28800 | 210816 | 20736 | no mask | No | 0.99996 | 100% | 15% | 43200
Small Indoor Space | 10.446 | 2. Cancer | No | 40 | 8 | 1 | 10800 | Massive Natural | 366 | 0.02 | 28800 | 210816 | 207360 | no mask | No | 0.6382 | 63.82% | 9.573% | 432000
Large Indoor Space | 51.9827 | 4. Chronic lower respiratory disease | No | 1 | 1 | 1 | 400000 | Poor | 366 | 0.02 | 3600 | 26352 | 192000 | no mask | No | 0.12825 | 12.82% | 1.924% | 400000
Large Indoor Space | 197.645 | 8. Motor vehicle crash | No | 4 | 1 | 1 | 400000 | Expected | 366 | 0.02 | 3600 | 26352 | 768000 | no mask | No | 0.033731 | 3.373% | 0.506% | 1600000
Large Indoor Space | 1946.2618 | 13. Fire or smoke | No | 40 | 1 | 1 | 400000 | Massive Natural | 366 | 0.02 | 3600 | 26352 | 7680000 | no mask | No | 0.0034254 | 0.3425% | 0.05138% | 16000000
Large Indoor Space | 27.7722 | 4. Chronic lower respiratory disease | No | 4 | 8 | 1 | 400000 | Expected | 366 | 0.02 | 28800 | 210816 | 768000 | no mask | No | 0.24005 | 24% | 3.601% | 1600000
Large Indoor Space | 246.2144 | 8. Motor vehicle crash | No | 40 | 8 | 1 | 400000 | Massive Natural | 366 | 0.02 | 28800 | 210816 | 7680000 | no mask | No | 0.027077 | 2.708% | 0.4062% | 16000000
Outside courtyard | 1183.6643 | 12. Drowning | No | 3600 | 4 | 1 | 10800 | wind 1 mile / hr | 366 | 0.02 | 14400 | 105408 | 18662400 | no mask | No | 0.0056322 | 0.5632% | 0.08448% | 38880000
Outside courtyard | 5904.9733 | 15. Bicyclist | No | 18000 | 4 | 1 | 10800 | wind 5 mile / hr | 366 | 0.02 | 14400 | 105408 | 93312000 | no mask | No | 0.001129 | 0.1129% | 0.01693% | 194400000
Outside large pool area | 43719.1804 | 19. Sharp objects | No | 3600 | 4 | 1 | 400000 | wind 1 mile / hr | 366 | 0.02 | 14400 | 105408 | 691200000 | no mask | No | 0.00015249 | 0.01525% | 0.002287% | 1440000000
Outside large pool area | 218582.5683 | 24. Lightning | No | 18000 | 4 | 1 | 400000 | wind 5 mile / hr | 366 | 0.02 | 14400 | 105408 | 3456000000 | no mask | No | 3.05e-05 | 0.00305% | 0.0004575% | 7200000000
Outside wide open | 437161.8033 | 24. Lightning | No | 3600 | 4 | 1 | 4000000 | wind 1 mile / hr | 366 | 0.02 | 14400 | 105408 | 6912000000 | no mask | No | 1.525e-05 | 0.001525% | 0.0002287% | 14400000000
Outside wide open | 2185795.6831 | 24. Lightning | No | 18000 | 4 | 1 | 4000000 | wind 5 mile / hr | 366 | 0.02 | 14400 | 105408 | 34560000000 | no mask | No | 3.05e-06 | 0.000305% | 4.575e-05% | 72000000000
[16 empty] | 327869.3525 | 0.000305% |  | chance of infection
[16 empty] | 9367695.7846 |  |  | chance of death
|  |  | Infection Load | Virus / Breath | Breaths / Sec | Sec to Infection | q / sec
|  |  | 1000 | 20 | 1 | 50 | 0.02
|  |  | L | W | H | cu-ft
|  |  | 30 | 30 | 12 | 10800
|  |  | 100 | 100 | 40 | 400000
|  |  | 1000 | 100 | 40 | 4000000
|  |  | social distance | sq-ft | Parties | % | I | Comments
|  |  | 6 | 900 | 25 | 0.1 | 2.5
|  |  | 6 | 10000 | 277.7778 | 0.1 | 27.7778
|  |  | 6 | 100000 | 2777.7778 | 0.1 | 277.7778 | Unlikely the virus will travel this distance without being diluted
|  |  | 16 | 900 | 3.5156 | 0.1 | 0.35156
|  |  | 16 | 10000 | 39.0625 | 0.1 | 3.9062
|  |  | 16 | 100000 | 390.625 | 0.1 | 39.0625 | Unlikely the virus will travel this distance without being diluted

## Probability
I | p cu-in/sec | q / sec | time sec | time hour | lpqt | Q cu-in/sec | 2 Masks @ 75% | Masks | P | Chance of Infection | Q cu-ft/hr | Space cu-ft | AUC | Population | Infected | death rate | Deaths | Ventilation | Infection Chance 1/P (visits) | Infection Chance 1/P Vaccine @90% (visits) | Infection Chance 1/P with UV @90% (visits) | System Health Availability 1-P | System Health Availability Vaccine @90% | System Health Availability with UV @90% | Personal COVID Death Chance with Vaccine | Personal System Health Availability with Vaccine | Scenario | Virus Exposure Risk Factor (Ver) Baseline 1 | Virus Exposure Risk Factor (Ver) Baseline 2
2 | 366 | 0.02 | 3600 | 1 | 52704 | 5184 | 0.0625 | Yes | 0.062498 | 6.25% | 10800 | 10800 | 1 | 328000000 | 20499212.1807 | 0.035 | 717472.4263 | Poor | 16.0006 | 160.0061 | 1600.0615 | 0.9375 | 0.99375 | 0.99938 | 1.3895e-06 | 1 | Small indoor space | -1.8529 | -29.6456 | Worse (-) or Better than baseline
1 | 366 | 0.02 | 3600 | 1 | 26352 | 5184 | 0.0625 | Yes | 0.062113 | 6.211% | 10800 | 10800 | 1 | 328000000 | 20372916.1847 | 0.035 | 713052.0665 | Poor | 16.0998 | 160.9981 | 1609.9806 | 0.93789 | 0.99379 | 0.99938 | 1.3895e-06 | 1 | Small indoor space | -1.8414 | -29.463 | Worse (-) or Better than baseline
1 | 366 | 0.02 | 3600 | 1 | 26352 | 20736 | 0.0625 | Yes | 0.044963 | 4.496% | 43200 | 10800 | 4 | 328000000 | 14747747.2953 | 0.035 | 516171.1553 | Expected | 22.2407 | 222.4068 | 2224.0685 | 0.95504 | 0.9955 | 0.99955 | 1.3895e-06 | 1 | Small indoor space Small Restaurant Not sure how to eat with a mask | -1.333 | -21.3279 | Worse (-) or Better than baseline
1 | 366 | 0.02 | 3600 | 1 | 26352 | 5184 | no mask | No | 0.9938 | 99.38% | 10800 | 10800 | 1 | 328000000 | 325966658.9552 | 0.035 | 11408833.0634 | Expected | 1.0062 | 10.0624 | 100.6238 | 0.0061992 | 0.90062 | 0.99006 | 1.3895e-06 | 1 | Small indoor space Small Restaurant Reality no mask while eating | -29.463 | -471.4075 | Worse (-) or Better than baseline
1 | 366 | 0.02 | 3600 | 1 | 26352 | 20736 | no mask | No | 0.7194 | 71.94% | 43200 | 10800 | 4 | 328000000 | 235963956.7253 | 0.035 | 8258738.4854 | Expected | 1.39 | 13.9004 | 139.0043 | 0.2806 | 0.92806 | 0.99281 | 1.3895e-06 | 1 | Small indoor space Small Restaurant Reality no mask while eating | -21.3279 | -341.2471 | Worse (-) or Better than baseline
1 | 366 | 0.02 | 3600 | 1 | 26352 | 62208 | no mask | No | 0.34532 | 34.53% | 129600 | 10800 | 12 | 328000000 | 113265475.0986 | 0.035 | 3964291.6285 | upgraded to CDC guideline | 2.8959 | 28.9585 | 289.5852 | 0.65468 | 0.96547 | 0.99655 | 1.3895e-06 | 1 | Small indoor space Small Restaurant Reality no mask while eating | -10.2377 | -163.8026 | Worse (-) or Better than baseline
1 | 366 | 0.02 | 3600 | 1 | 26352 | 103680 | no mask | No | 0.22444 | 22.44% | 216000 | 10800 | 20 | 328000000 | 73615489.8804 | 0.035 | 2576542.1458 | upgraded to WHO guideline | 4.4556 | 44.5558 | 445.5584 | 0.77556 | 0.97756 | 0.99776 | 1.3895e-06 | 1 | Small indoor space Small Restaurant Reality no mask while eating | -6.6538 | -106.4615 | Worse (-) or Better than baseline
1 | 366 | 0.02 | 3600 | 1 | 26352 | 124416 | no mask | No | 0.19088 | 19.09% | 259200 | 10800 | 24 | 328000000 | 62607980.2111 | 0.035 | 2191279.3074 | upgraded to WHO guideline | 5.2389 | 52.3895 | 523.8949 | 0.80912 | 0.98091 | 0.99809 | 1.3895e-06 | 1 | Small indoor space Small Restaurant Reality no mask while eating | -5.6589 | -90.5426 | Worse (-) or Better than baseline
1 | 366 | 0.02 | 3600 | 1 | 26352 | 51840 | 0.0625 | Yes | 0.024906 | 2.491% | 108000 | 10800 | 10 | 328000000 | 8169306.5951 | 0.035 | 285925.7308 | Rare | 40.1503 | 401.5029 | 4015.0286 | 0.97509 | 0.99751 | 0.99975 | 1.3895e-06 | 1 | Small indoor space | 1.3543 | -11.8143 | Worse (-) or Better than baseline
1 | 366 | 0.02 | 3600 | 1 | 26352 | 207360 | 0.0625 | Yes | 0.0074587 | 0.7459% | 432000 | 10800 | 40 | 328000000 | 2446464.2358 | 0.035 | 85626.2483 | Massive Natural | 134.071 | 1340.7104 | 13407.1038 | 0.99254 | 0.99925 | 0.99993 | 1.3895e-06 | 1 | Small indoor space | 4.5223 | -3.538 | Worse (-) or Better than baseline
2 | 366 | 0.02 | 3600 | 1 | 52704 | 192000 | 0.0625 | Yes | 0.015003 | 1.5% | 400000 | 400000 | 1 | 328000000 | 4920983.9129 | 0.035 | 172234.437 | Poor | 66.6533 | 666.5334 | 6665.3337 | 0.985 | 0.9985 | 0.99985 | 0 | 1 | Large indoor space | 2.2483 | -7.1166 | Worse (-) or Better than baseline
1 | 366 | 0.02 | 3600 | 1 | 26352 | 192000 | 0.0625 | Yes | 0.0080155 | 0.8015% | 400000 | 400000 | 1 | 328000000 | 2629078.6531 | 0.035 | 92017.7529 | Poor | 124.7585 | 1247.5853 | 12475.8535 | 0.99198 | 0.9992 | 0.99992 | 0 | 1 | Large indoor space | 4.2082 | -3.8021 | Worse (-) or Better than baseline
1 | 366 | 0.02 | 3600 | 1 | 26352 | 768000 | 0.0625 | Yes | 0.0021082 | 0.2108% | 1600000 | 400000 | 4 | 328000000 | 691475.2862 | 0.035 | 24201.635 | Expected | 474.3481 | 4743.4812 | 47434.8117 | 0.99789 | 0.99979 | 0.99998 | 0 | 1 | Large indoor space | 16 | -1 | Worse (-) or Better than baseline
1 | 366 | 0.02 | 3600 | 1 | 26352 | 1920000 | 0.0625 | Yes | 0.00085195 | 0.0852% | 4000000 | 400000 | 10 | 328000000 | 279440.4533 | 0.035 | 9780.4159 | Rare | 1173.7742 | 11737.7422 | 117377.422 | 0.99915 | 0.99991 | 0.99999 | 0 | 1 | Large indoor space | 39.592 | 2.4745 | Worse (-) or Better than baseline
1 | 366 | 0.02 | 3600 | 1 | 26352 | 7680000 | 0.0625 | Yes | 0.00021409 | 0.02141% | 16000000 | 400000 | 40 | 328000000 | 70220.0848 | 0.035 | 2457.703 | Massive Natural | 4671.0283 | 46710.2825 | 467102.8254 | 0.99979 | 0.99998 | 1 | 0 | 1 | Large indoor space | 157.5561 | 9.8473 | Worse (-) or Better than baseline
1 | 366 | 0.02 | 3600 | 1 | 26352 | 5184 | 0.0625 | Yes | 0.062113 | 6.211% | 10800 | 10800 | 1 | 328000000 | 20372916.1847 | 0.035 | 713052.0665 | Poor | 16.0998 | 160.9981 | 1609.9806 | 0.93789 | 0.99379 | 0.99938 | 1.3895e-06 | 1 | Small indoor space | -1.8414 | -29.463 | Worse (-) or Better than baseline
1 | 366 | 0.02 | 3600 | 1 | 26352 | 20736 | 0.0625 | Yes | 0.044963 | 4.496% | 43200 | 10800 | 4 | 328000000 | 14747747.2953 | 0.035 | 516171.1553 | Expected | 22.2407 | 222.4068 | 2224.0685 | 0.95504 | 0.9955 | 0.99955 | 1.3895e-06 | 1 | Small indoor space | -1.333 | -21.3279 | Worse (-) or Better than baseline
1 | 366 | 0.02 | 28800 | 8 | 210816 | 20736 | 0.0625 | Yes | 0.062498 | 6.25% | 43200 | 10800 | 4 | 328000000 | 20499212.1807 | 0.035 | 717472.4263 | Expected | 16.0006 | 160.0061 | 1600.0615 | 0.9375 | 0.99375 | 0.99938 | 1.3895e-06 | 1 | Small indoor space Best case school & work Setting | -1.8529 | -29.6456 | Worse (-) or Better than baseline
1 | 366 | 0.02 | 3600 | 1 | 26352 | 192000 | 0.0625 | Yes | 0.0080155 | 0.8015% | 400000 | 400000 | 1 | 328000000 | 2629078.6531 | 0.035 | 92017.7529 | Poor | 124.7585 | 1247.5853 | 12475.8535 | 0.99198 | 0.9992 | 0.99992 | 0 | 1 | Large indoor space | 4.2082 | -3.8021 | Worse (-) or Better than baseline
1 | 366 | 0.02 | 3600 | 1 | 26352 | 768000 | 0.0625 | Yes | 0.0021082 | 0.2108% | 1600000 | 400000 | 4 | 328000000 | 691475.2862 | 0.035 | 24201.635 | Expected | 474.3481 | 4743.4812 | 47434.8117 | 0.99789 | 0.99979 | 0.99998 | 0 | 1 | Large indoor space Shopping | 16 | 1 | Indoor Baseline 2
1 | 366 | 0.02 | 28800 | 8 | 210816 | 768000 | 0.0625 | Yes | 0.015003 | 1.5% | 1600000 | 400000 | 4 | 328000000 | 4920983.9129 | 0.035 | 172234.437 | Expected | 66.6533 | 666.5334 | 6665.3337 | 0.985 | 0.9985 | 0.99985 | 0 | 1 | Large indoor space Retail Work | 2.2483 | -7.1166 | Worse (-) or Better than baseline
1 | 366 | 0.02 | 3600 | 1 | 26352 | 5184 | mask failures in school | Yes but 1 hour mask off | 0.9938 | 99.38% | 10800 | 10800 | 1 | 328000000 | 325966658.9552 | 0.035 | 11408833.0634 | Poor | 1.0062 | 10.0624 | 100.6238 | 0.0061992 | 0.90062 | 0.99006 | 1.3895e-06 | 1 | Small indoor space School Setting Small Restaurant | -29.463 | -471.4075 | Worse (-) or Better than baseline
1 | 366 | 0.02 | 3600 | 1 | 26352 | 20736 | mask failures in school | Yes but 1 hour mask off | 0.7194 | 71.94% | 43200 | 10800 | 4 | 328000000 | 235963956.7253 | 0.035 | 8258738.4854 | Expected | 1.39 | 13.9004 | 139.0043 | 0.2806 | 0.92806 | 0.99281 | 1.3895e-06 | 1 | Small indoor space School Setting | -21.3279 | -341.2471 | Worse (-) or Better than baseline
1 | 366 | 0.02 | 3600 | 1 | 26352 | 207360 | mask failures in school | Yes but 1 hour mask off | 0.11934 | 11.93% | 432000 | 10800 | 40 | 328000000 | 39143427.7722 | 0.035 | 1370019.972 | Massive Natural | 8.3794 | 83.7944 | 837.944 | 0.88066 | 0.98807 | 0.99881 | 1.3895e-06 | 1 | Small indoor space School Setting | -3.538 | -56.6086 | Worse (-) or Better than baseline
1 | 366 | 0.02 | 28800 | 8 | 210816 | 20736 | no mask | No | 0.99996 | 100% | 43200 | 10800 | 4 | 328000000 | 327987394.8908 | 0.035 | 11479558.8212 | Expected | 1 | 10.0004 | 100.0038 | 3.843e-05 | 0.9 | 0.99 | 1.3895e-06 | 1 | Small indoor space | -29.6456 | -474.3299 | Worse (-) or Better than baseline
1 | 366 | 0.02 | 28800 | 8 | 210816 | 207360 | no mask | No | 0.6382 | 63.82% | 432000 | 10800 | 40 | 328000000 | 209329951.3405 | 0.035 | 7326548.2969 | Massive Natural | 1.5669 | 15.669 | 156.6904 | 0.3618 | 0.93618 | 0.99362 | 1.3895e-06 | 1 | Small indoor space | -18.9206 | -302.7295 | Worse (-) or Better than baseline
1 | 366 | 0.02 | 3600 | 1 | 26352 | 192000 | no mask | No | 0.12825 | 12.82% | 400000 | 400000 | 1 | 328000000 | 42065258.4503 | 0.035 | 1472284.0458 | Poor | 7.7974 | 77.9741 | 779.7408 | 0.87175 | 0.98718 | 0.99872 | 0 | 1 | Large indoor space | -3.8021 | -60.8341 | Worse (-) or Better than baseline
1 | 366 | 0.02 | 3600 | 1 | 26352 | 768000 | no mask | No | 0.033731 | 3.373% | 1600000 | 400000 | 4 | 328000000 | 11063604.5795 | 0.035 | 387226.1603 | Expected | 29.6468 | 296.4676 | 2964.6757 | 0.96627 | 0.99663 | 0.99966 | 0 | 1 | Large indoor space | 1 | -16 | Indoor Basline 1
1 | 366 | 0.02 | 3600 | 1 | 26352 | 7680000 | no mask | No | 0.0034254 | 0.3425% | 16000000 | 400000 | 40 | 328000000 | 1123521.3564 | 0.035 | 39323.2475 | Massive Natural | 291.9393 | 2919.3927 | 29193.9266 | 0.99657 | 0.99966 | 0.99997 | 0 | 1 | Large indoor space | 9.8473 | -1.6248 | Worse (-) or Better than baseline
1 | 366 | 0.02 | 28800 | 8 | 210816 | 768000 | no mask | No | 0.24005 | 24% | 1600000 | 400000 | 4 | 328000000 | 78735742.6064 | 0.035 | 2755750.9912 | Expected | 4.1658 | 41.6583 | 416.5834 | 0.75995 | 0.976 | 0.9976 | 0 | 1 | Large indoor space | -7.1166 | -113.8663 | Worse (-) or Better than baseline
1 | 366 | 0.02 | 28800 | 8 | 210816 | 7680000 | no mask | No | 0.027077 | 2.708% | 16000000 | 400000 | 40 | 328000000 | 8881148.5788 | 0.035 | 310840.2003 | Massive Natural | 36.9322 | 369.3216 | 3693.216 | 0.97292 | 0.99729 | 0.99973 | 0 | 1 | Large indoor space | 1.2457 | -12.8438 | Worse (-) or Better than baseline
1 | 366 | 0.02 | 14400 | 4 | 105408 | 18662400 | no mask | No | 0.0056322 | 0.5632% | 38880000 | 10800 | 3600 | 328000000 | 1847370.5701 | 0.035 | 64657.97 | wind 1 mile / hr | 177.5497 | 1775.4965 | NA | 0.99437 | 0.99944 | NA | 0 | 1 | Outside small enclosed back yard | 5.9888 | -2.6716 | Worse than baseline
1 | 366 | 0.02 | 14400 | 4 | 105408 | 93312000 | no mask | No | 0.001129 | 0.1129% | 194400000 | 10800 | 18000 | 328000000 | 370309.3229 | 0.035 | 12960.8263 | wind 5 mile / hr | 885.746 | 8857.46 | NA | 0.99887 | 0.99989 | NA | 0 | 1 | Outside small enclosed back yard | 29.8767 | -0.53554 | Worse than baseline
1 | 366 | 0.02 | 14400 | 4 | 105408 | 691200000 | no mask | No | 0.00015249 | 0.01525% | 1440000000 | 400000 | 3600 | 328000000 | 50016.1862 | 0.035 | 1750.5665 | wind 1 mile / hr | 6557.8771 | 65578.7706 | NA | 0.99985 | 0.99998 | NA | 0 | 1 | Outside beach park | 221.2005 | 13.825 | Outdoor Baseline
1 | 366 | 0.02 | 14400 | 4 | 105408 | 3456000000 | no mask | No | 3.05e-05 | 0.00305% | 7200000000 | 400000 | 18000 | 328000000 | 10003.8474 | 0.035 | 350.1347 | wind 5 mile / hr | 32787.3852 | 327873.8525 | NA | 0.99997 | 1 | NA | 0 | 1 | Outside beach park | 1105.935 | 69.1209 | Outdoor Baseline
1 | 366 | 0.02 | 14400 | 4 | 105408 | 6912000000 | no mask | No | 1.525e-05 | 0.001525% | 14400000000 | 4000000 | 3600 | 328000000 | 5001.9619 | 0.035 | 175.0687 | wind 1 mile / hr | 65574.2705 | 655742.7049 | NA | 0.99998 | 1 | NA | 0 | 1 | Outside large beach park | 2211.853 | 138.2408 | Better than baseline
1 | 366 | 0.02 | 14400 | 4 | 105408 | 34560000000 | no mask | No | 3.05e-06 | 0.000305% | 72000000000 | 4000000 | 18000 | 328000000 | 1000.3985 | 0.035 | 35.0139 | wind 5 mile / hr | 327869.3525 | 3278693.5246 | NA | 1 | 1 | NA | 0 | 1 | Outside large beach park | 11059.1978 | 691.1999 | Better than baseline
[9 empty] | 327869.3525 | 0.000305% | chance of infection
[9 empty] | 9367695.7846 |  | chance of death
|  |  | Infection Load | Virus / Breath | Breaths / Sec | Sec to Infection | q / sec
|  |  | 1000 | 20 | 1 | 50 | 0.02 | [19 empty] | Wells–Riley equation
P = D/S = 1 - exp ( - (Ipqt/Q) )
|  |  | L | W | H | cu-ft | [20 empty] | where:
|  |  | 30 | 30 | 12 | 10800 | [20 empty] | D = number of disease cases
|  |  | 100 | 100 | 40 | 400000 | [20 empty] | D = number of disease cases
|  |  | 1000 | 100 | 40 | 4000000 | [20 empty] | S = number of susceptibles
I = number of infectors
|  |  | social distance | sq-ft | Parties | % | I | Comments | [18 empty] | P = probability of infection for susceptibles
|  |  | 6 | 900 | 25 | 0.1 | 2.5 | [19 empty] | p = breathing rate per person (m3/s)
|  |  | 6 | 10000 | 277.7778 | 0.1 | 27.7778 | [19 empty] | p = breathing rate per person (m3/s)
|  |  | 6 | 100000 | 2777.7778 | 0.1 | 277.7778 | Unlikely the virus will travel this distance without being diluted | [18 empty] | q = quantum generation rate by an infected person (quanta/s)
t = total exposure time (s)
|  |  | 16 | 900 | 3.5156 | 0.1 | 0.35156 | [19 empty] | Q = outdoor air supply rate (m3/s).
|  |  | 16 | 10000 | 39.0625 | 0.1 | 3.9062
|  |  | 16 | 100000 | 390.625 | 0.1 | 39.0625 | Unlikely the virus will travel this distance without being diluted

## eACH
FAR UV
https://rzero.com/vive/?utm_source=JSJD-Google&utm_medium=cpc&utm_campaign=rZero-Search&utm_content=Vive&CID=JSJDGoogleCPC
| ceiling | 9
meters | feet | % room height | time sec | time min | eACH | eACH slice
0.5 | 1.64 | 0.18222 | 30 | 0.5 | 120 | 21.8667
1.5 | 4.92 | 0.54667 |  | 4.5 | 13.3333 | 7.2889
2.5 | 8.2 | 0.91111 |  | 12.4 | 4.8387 | 4.4086 | 14.5778 | eACH avg 3 foot from floor level
[6 empty] | 11.1881 |  | eACH avg floor level

## ACH Calc
ACH calculations for a Generic space
Comments
length ft | 64 | 16 windows
width ft | 30 | 10 windows
sq feet | 1920
height ft | 20 | estimated
cubic feet | 38400
| vent type A | vent type B
vent length inches | 3 | 12
vent width inches | 36 | 36
number of vents | 6 | 9
vent sq inches | 648 | 3888
vent sq feet | 4.5 | 27
measured air ft per min | 200 | 200
cubic feet per min CFM | 900 | 5400
cubic feet per hour CFH | 54000 | 324000
total CFH |  |  | 378000
ACH (total CFH/cubic feet) | 9.8438
ACH calculations for a Generic space where the following data is provided
Comments
building(s) square feet | 7000000 |  | Total facility with all buildings
Assumed average ceiling height | 20
building(s) cubic feet | 140000000
Cubic feet per min (CFM) | 11000000 |  | AHUs push nearly 11 million cubic feet of air each minute
Cubic feet per hour (CFH) | 660000000
ACH (CFH/buildings cubic feet) | 4.7143 |  | 4.7143

## ACH Virus
If We're Going to Live With COVID-19, It's Time to Clean Our Indoor Air Properly
By Edward A Nardell
February 1, 2022 3:37 PM EST
Nardell is Professor of Global Health and Social Medicine, Harvard Medical School
one air change removes approximately 63% of room air contaminants, and a second air change removes about 63% of what remains, and so on.
ACH | Remaining Virus 63% / AC | Filter Level
0 | 100% | 0%
1 | 63% | 37%
2 | 39.69% | 60.31%
3 | 25% | 75%
4 | 15.75% | 84.25%
5 | 9.924% | 90.08%
6 | 6.252% | 93.75%
7 | 3.939% | 96.06%
8 | 2.482% | 97.52%
9 | 1.563% | 98.44%
10 | 0.9849% | 99.02%
11 | 0.6205% | 99.38%
12 | 0.3909% | 99.61%
13 | 0.2463% | 99.75%
14 | 0.1552% | 99.84%
15 | 0.09775% | 99.9%
16 | 0.06158% | 99.94%
17 | 0.0388% | 99.96%
18 | 0.02444% | 99.98%
19 | 0.0154% | 99.98%
20 | 0.009701% | 99.99%
21 | 0.006112% | 99.99%
22 | 0.00385% | 100%
23 | 0.002426% | 100%
24 | 0.001528% | 100%
25 | 0.0009628% | 100%
26 | 0.0006065% | 100%
27 | 0.0003821% | 100%
28 | 0.0002407% | 100%
29 | 0.0001517% | 100%
30 | 9.555e-05% | 100%
31 | 6.019e-05% | 100%
32 | 3.792e-05% | 100%
33 | 2.389e-05% | 100%
34 | 1.505e-05% | 100%
35 | 9.482e-06% | 100%
36 | 5.974e-06% | 100%
37 | 3.764e-06% | 100%
38 | 2.371e-06% | 100%
39 | 1.494e-06% | 100%
40 | 9.411e-07% | 100%
41 | 5.929e-07% | 100%
42 | 3.735e-07% | 100%
43 | 2.353e-07% | 100%
44 | 1.482e-07% | 100%
45 | 9.34e-08% | 100%

## Ventilation
Vaccine effects
[8 empty] | 2% | 3% | 3.5%
Population | Naturally Immune % | Remaining Population | Vaccinated % | Vaccinated Population | Vaccine Effectiveness % | Unvaccinated Population | Exposed Population | Deaths @ 2% | Deaths @ 3% | Deaths @ 3.5% | UV-C or FAR UV-222 Kill / Inactivate | Deaths @ 3.5% (With UV) | Ventilation Effectiveness 4 AUC * | Deaths @ 3.5% (With UV + Ventilation) | Comment
328000000 | 10% | 295200000 | 70% | 206640000 | 70% | 88560000 | 150552000 | 3011040 | 4516560 | 5269320 | 90% | 526932 | 28% | 379391.04 | Likely vaccine result with some natural immunity
328000000 | 10% | 295200000 | 90% | 265680000 | 90% | 29520000 | 56088000 | 1121760 | 1682640 | 1963080 | 90% | 196308 | 28% | 141341.76 | Unlikely vaccine result with some natural immunity
328000000 | 0% | 328000000 | 70% | 229600000 | 70% | 98400000 | 167280000 | 3345600 | 5018400 | 5854800 | 90% | 585480 | 28% | 421545.6 | Likely vaccine result with no natural immunity
328000000 | 0% | 328000000 | 90% | 295200000 | 90% | 32800000 | 62320000 | 1246400 | 1869600 | 2181200 | 90% | 218120 | 28% | 157046.4 | Unlikely vaccine result with no natural immunity
328000000 | 0% | 328000000 | 0% | 0 | 0% | 328000000 | 328000000 | 6560000 | 9840000 | 11480000 | 90% | 1148000 | 28% | 826560 | No vaccine, natural herd immunity
328000000 | 10% | 295200000 | 0% | 0 | 0% | 295200000 | 295200000 | 5904000 | 8856000 | 10332000 | 90% | 1033200 | 28% | 743904 | No vaccine, natural herd immunity
328000000 | 10% | 295200000 | 70% | 206640000 | 70% | 88560000 | 150552000 | 3011040 | 4516560 | 5269320 | 90% | 526932 | 28% | 379391.04 | check
[7 empty] | 150552000 | [7 empty] | check
* See section Wells-Riley Summary, 1 hour, No Mask, 10,800 cu-ft scenario.
Vaccine + upgraded infrastructure | [7 empty] | 2% | 3% | 3.5%
Population | Naturally Immune % | Remaining Population | Vaccinated % | Vaccinated Population | Vaccine Effectiveness % | Unvaccinated Population | Exposed Population | Deaths @ 2% | Deaths @ 3% | Deaths @ 3.5% | UV-C or FAR UV-222 Kill / Inactivate | Deaths @ 3.5% (With UV) | AUC | Ventilation Effectiveness via AUC * | Deaths @ 3.5% (Ventilation) | Lives Saved | % of infrastructure | Total Lives | Total Deaths | Lives Saved Via Ventilation
328000000 | 10% | 295200000 | 70% | 206640000 | 90% | 88560000 | 109224000 | 2184480 | 3276720 | 3822840 | 0% | 3822840 | 1 | 0.6199% | 3799141.4101 | 23698.5899 | 3% | 9840000 | 113974.2423 | 710.9577
328000000 | 10% | 295200000 | 70% | 206640000 | 90% | 88560000 | 109224000 | 2184480 | 3276720 | 3822840 | 0% | 3822840 | 4 | 28.06% | 2750159.9156 | 1072680.0844 | 30% | 98400000 | 825047.9747 | 321804.0253
328000000 | 10% | 295200000 | 70% | 206640000 | 90% | 88560000 | 109224000 | 2184480 | 3276720 | 3822840 | 0% | 3822840 | 12 | 65.47% | 1320109.1123 | 2502730.8877 | 35% | 114800000 | 462038.1893 | 875955.8107
328000000 | 10% | 295200000 | 70% | 206640000 | 90% | 88560000 | 109224000 | 2184480 | 3276720 | 3822840 | 0% | 3822840 | 20 | 77.56% | 857988.5346 | 2964851.4654 | 10% | 32800000 | 85798.8535 | 296485.1465
328000000 | 10% | 295200000 | 70% | 206640000 | 90% | 88560000 | 109224000 | 2184480 | 3276720 | 3822840 | 0% | 3822840 | 24 | 80.91% | 729696.0094 | 3093143.9906 | 4% | 13120000 | 29187.8404 | 123725.7596
328000000 | 10% | 295200000 | 70% | 206640000 | 90% | 88560000 | 109224000 | 2184480 | 3276720 | 3822840 | 90% | 382284 | 1 | 0.6199% | 379914.141 | 3442925.859 | 10% | 32800000 | 37991.4141 | 344292.5859
328000000 | 10% | 295200000 | 70% | 206640000 | 90% | 88560000 | 109224000 | 2184480 | 3276720 | 3822840 | 90% | 382284 | 4 | 28.06% | 275015.9916 | 3547824.0084 | 5% | 16400000 | 13750.7996 | 177391.2004
328000000 | 10% | 295200000 | 70% | 206640000 | 90% | 88560000 | 109224000 | 2184480 | 3276720 | 3822840 | 90% | 382284 | 12 | 65.47% | 132010.9112 | 3690829.0888 | 1% | 3280000 | 1320.1091 | 36908.2909
328000000 | 10% | 295200000 | 70% | 206640000 | 90% | 88560000 | 109224000 | 2184480 | 3276720 | 3822840 | 90% | 382284 | 20 | 77.56% | 85798.8535 | 3737041.1465 | 1% | 3280000 | 857.9885 | 37370.4115
328000000 | 10% | 295200000 | 70% | 206640000 | 90% | 88560000 | 109224000 | 2184480 | 3276720 | 3822840 | 90% | 382284 | 24 | 80.91% | 72969.6009 | 3749870.3991 | 1% | 3280000 | 729.696 | 37498.704
[16 empty] | Check | 100% | 328000000 | 1570697.1075 | 2252142.8925
No Vaccine upgraded infrastructure | [7 empty] | 2% | 3% | 3.5%
Population | Naturally Immune % | Remaining Population | Vaccinated % | Vaccinated Population | Vaccine Effectiveness % | Unvaccinated Population | Exposed Population | Deaths @ 2% | Deaths @ 3% | Deaths @ 3.5% | UV-C or FAR UV-222 Kill / Inactivate | Deaths @ 3.5% (With UV) | AUC | Ventilation Effectiveness via AUC * | Deaths @ 3.5% (Ventilation) | Lives Saved | % of infrastructure | Total Lives | Total Deaths | Lives Saved Via Ventilation
328000000 | 10% | 295200000 | 0% | 0 | 90% | 295200000 | 295200000 | 5904000 | 8856000 | 10332000 | 0% | 10332000 | 1 | 0.6199% | 10267949.7571 | 64050.2429 | 3% | 9840000 | 308038.4927 | 1921.5073
328000000 | 10% | 295200000 | 0% | 0 | 90% | 295200000 | 295200000 | 5904000 | 8856000 | 10332000 | 0% | 10332000 | 4 | 28.06% | 7432864.6368 | 2899135.3632 | 30% | 98400000 | 2229859.3911 | 869740.6089
328000000 | 10% | 295200000 | 0% | 0 | 90% | 295200000 | 295200000 | 5904000 | 8856000 | 10332000 | 0% | 10332000 | 12 | 65.47% | 3567862.4656 | 6764137.5344 | 35% | 114800000 | 1248751.863 | 2367448.137
328000000 | 10% | 295200000 | 0% | 0 | 90% | 295200000 | 295200000 | 5904000 | 8856000 | 10332000 | 0% | 10332000 | 20 | 77.56% | 2318887.9312 | 8013112.0688 | 10% | 32800000 | 231888.7931 | 801311.2069
328000000 | 10% | 295200000 | 0% | 0 | 90% | 295200000 | 295200000 | 5904000 | 8856000 | 10332000 | 0% | 10332000 | 24 | 80.91% | 1972151.3766 | 8359848.6234 | 4% | 13120000 | 78886.0551 | 334393.9449
328000000 | 10% | 295200000 | 0% | 0 | 90% | 295200000 | 295200000 | 5904000 | 8856000 | 10332000 | 90% | 1033200 | 1 | 0.6199% | 1026794.9757 | 9305205.0243 | 10% | 32800000 | 102679.4976 | 930520.5024
328000000 | 10% | 295200000 | 0% | 0 | 90% | 295200000 | 295200000 | 5904000 | 8856000 | 10332000 | 90% | 1033200 | 4 | 28.06% | 743286.4637 | 9588713.5363 | 5% | 16400000 | 37164.3232 | 479435.6768
328000000 | 10% | 295200000 | 0% | 0 | 90% | 295200000 | 295200000 | 5904000 | 8856000 | 10332000 | 90% | 1033200 | 12 | 65.47% | 356786.2466 | 9975213.7534 | 1% | 3280000 | 3567.8625 | 99752.1375
328000000 | 10% | 295200000 | 0% | 0 | 90% | 295200000 | 295200000 | 5904000 | 8856000 | 10332000 | 90% | 1033200 | 20 | 77.56% | 231888.7931 | 10100111.2069 | 1% | 3280000 | 2318.8879 | 101001.1121
328000000 | 10% | 295200000 | 0% | 0 | 90% | 295200000 | 295200000 | 5904000 | 8856000 | 10332000 | 90% | 1033200 | 24 | 80.91% | 197215.1377 | 10134784.8623 | 1% | 3280000 | 1972.1514 | 101347.8486
[16 empty] | Check | 100% | 328000000 | 4245127.3174 | 6086872.6826
Vaccine + Current ventilation infrastructure | [7 empty] | 2% | 3% | 3.5%
Population | Naturally Immune % | Remaining Population | Vaccinated % | Vaccinated Population | Vaccine Effectiveness % | Unvaccinated Population | Exposed Population | Deaths @ 2% | Deaths @ 3% | Deaths @ 3.5% | UV-C or FAR UV-222 Kill / Inactivate | Deaths @ 3.5% (With UV) | AUC | Ventilation Effectiveness via AUC * | Deaths @ 3.5% (Ventilation) | Lives Saved | % of infrastructure | Total Lives | Total Deaths | Lives Saved Via Ventilation
328000000 | 10% | 295200000 | 70% | 206640000 | 90% | 88560000 | 109224000 | 2184480 | 3276720 | 3822840 | 0% | 3822840 | 1 | 0.6199% | 3799141.4101 | 23698.5899 | 80% | 262400000 | 3039313.1281 | 18958.8719
328000000 | 10% | 295200000 | 70% | 206640000 | 90% | 88560000 | 109224000 | 2184480 | 3276720 | 3822840 | 0% | 3822840 | 4 | 28.06% | 2750159.9156 | 1072680.0844 | 15% | 49200000 | 412523.9873 | 160902.0127
328000000 | 10% | 295200000 | 70% | 206640000 | 90% | 88560000 | 109224000 | 2184480 | 3276720 | 3822840 | 0% | 3822840 | 12 | 65.47% | 1320109.1123 | 2502730.8877 | 3% | 9840000 | 39603.2734 | 75081.9266
328000000 | 10% | 295200000 | 70% | 206640000 | 90% | 88560000 | 109224000 | 2184480 | 3276720 | 3822840 | 0% | 3822840 | 20 | 77.56% | 857988.5346 | 2964851.4654 | 1% | 3280000 | 8579.8853 | 29648.5147
328000000 | 10% | 295200000 | 70% | 206640000 | 90% | 88560000 | 109224000 | 2184480 | 3276720 | 3822840 | 0% | 3822840 | 24 | 80.91% | 729696.0094 | 3093143.9906 | 0.7% | 2296000 | 5107.8721 | 21652.0079
328000000 | 10% | 295200000 | 70% | 206640000 | 90% | 88560000 | 109224000 | 2184480 | 3276720 | 3822840 | 90% | 382284 | 1 | 0.6199% | 379914.141 | 3442925.859 | 0.1% | 328000 | 379.9141 | 3442.9259
328000000 | 10% | 295200000 | 70% | 206640000 | 90% | 88560000 | 109224000 | 2184480 | 3276720 | 3822840 | 90% | 382284 | 4 | 28.06% | 275015.9916 | 3547824.0084 | 0.1% | 328000 | 275.016 | 3547.824
328000000 | 10% | 295200000 | 70% | 206640000 | 90% | 88560000 | 109224000 | 2184480 | 3276720 | 3822840 | 90% | 382284 | 12 | 65.47% | 132010.9112 | 3690829.0888 | 0.1% | 328000 | 132.0109 | 3690.8291
328000000 | 10% | 295200000 | 70% | 206640000 | 90% | 88560000 | 109224000 | 2184480 | 3276720 | 3822840 | 90% | 382284 | 20 | 77.56% | 85798.8535 | 3737041.1465 | 0% | 0 | 0 | 0
328000000 | 10% | 295200000 | 70% | 206640000 | 90% | 88560000 | 109224000 | 2184480 | 3276720 | 3822840 | 90% | 382284 | 24 | 80.91% | 72969.6009 | 3749870.3991 | 0% | 0 | 0 | 0
[16 empty] | Check | 100% | 328000000 | 3505915.0873 | 316924.9127
No Vaccine + Current Ventilation Infrastructure
Population | Naturally Immune % | Remaining Population | Vaccinated % | Vaccinated Population | Vaccine Effectiveness % | Unvaccinated Population | Exposed Population | Deaths @ 2% | Deaths @ 3% | Deaths @ 3.5% | UV-C or FAR UV-222 Kill / Inactivate | Deaths @ 3.5% (With UV) | AUC | Ventilation Effectiveness via AUC * | Deaths @ 3.5% (Ventilation) | Lives Saved | % of infrastructure | Total Lives | Total Deaths | Lives Saved Via Ventilation
328000000 | 10% | 295200000 | 0% | 0 | 90% | 295200000 | 295200000 | 5904000 | 8856000 | 10332000 | 0% | 10332000 | 1 | 0.6199% | 10267949.7571 | 64050.2429 | 80% | 262400000 | 8214359.8057 | 51240.1943
328000000 | 10% | 295200000 | 0% | 0 | 90% | 295200000 | 295200000 | 5904000 | 8856000 | 10332000 | 0% | 10332000 | 4 | 28.06% | 7432864.6368 | 2899135.3632 | 15% | 49200000 | 1114929.6955 | 434870.3045
328000000 | 10% | 295200000 | 0% | 0 | 90% | 295200000 | 295200000 | 5904000 | 8856000 | 10332000 | 0% | 10332000 | 12 | 65.47% | 3567862.4656 | 6764137.5344 | 3% | 9840000 | 107035.874 | 202924.126
328000000 | 10% | 295200000 | 0% | 0 | 90% | 295200000 | 295200000 | 5904000 | 8856000 | 10332000 | 0% | 10332000 | 20 | 77.56% | 2318887.9312 | 8013112.0688 | 1% | 3280000 | 23188.8793 | 80131.1207
328000000 | 10% | 295200000 | 0% | 0 | 90% | 295200000 | 295200000 | 5904000 | 8856000 | 10332000 | 0% | 10332000 | 24 | 80.91% | 1972151.3766 | 8359848.6234 | 0.7% | 2296000 | 13805.0596 | 58518.9404
328000000 | 10% | 295200000 | 0% | 0 | 90% | 295200000 | 295200000 | 5904000 | 8856000 | 10332000 | 90% | 1033200 | 1 | 0.6199% | 1026794.9757 | 9305205.0243 | 0.1% | 328000 | 1026.795 | 9305.205
328000000 | 10% | 295200000 | 0% | 0 | 90% | 295200000 | 295200000 | 5904000 | 8856000 | 10332000 | 90% | 1033200 | 4 | 28.06% | 743286.4637 | 9588713.5363 | 0.1% | 328000 | 743.2865 | 9588.7135
328000000 | 10% | 295200000 | 0% | 0 | 90% | 295200000 | 295200000 | 5904000 | 8856000 | 10332000 | 90% | 1033200 | 12 | 65.47% | 356786.2466 | 9975213.7534 | 0.1% | 328000 | 356.7862 | 9975.2138
328000000 | 10% | 295200000 | 0% | 0 | 90% | 295200000 | 295200000 | 5904000 | 8856000 | 10332000 | 90% | 1033200 | 20 | 77.56% | 231888.7931 | 10100111.2069 | 0% | 0 | 0 | 0
328000000 | 10% | 295200000 | 0% | 0 | 90% | 295200000 | 295200000 | 5904000 | 8856000 | 10332000 | 90% | 1033200 | 24 | 80.91% | 197215.1377 | 10134784.8623 | 0% | 0 | 0 | 0
[16 empty] | Check | 100% | 328000000 | 9475446.1818 | 856553.8182

## death rates
US Population | Herd Immunity | Death Rate | Infected | Deaths
328000000 | 0.5 | 0.035 | 164000000 | 5740000
328000000 | 0.6 | 0.035 | 196800000 | 6888000
328000000 | 0.75 | 0.035 | 246000000 | 8610000
years to reach herd immunity
Date | Total Cases | Daily Cases (mon) | Total Deaths (mon) | Total Deaths Caused By Unvaccinated | Case fatality rates (%) | Daily Deaths | Weekly Deaths | Monthly Deaths | 2 year projection | 50% | 60% | 75% | 95% | % into pandemic (328 million) | Vaccinated | Lives Saved | Chronic Health Loss % | Chronic Health Loss Prevented | Total Pop infected, deaths, vacinated |  | Comments
2020-03-11 | 1000 |  | 29 |  | 2.9 |  |  | 29 | [12 empty] | TV news is reporting the US COVID-19 cases and death rates.
2020-04-01 | 184770 | 8750.9524 | 3746 |  | 2.0274 | 177 | 1239 | 3717 | 129210 | 88.8476 | 106.6171 | 133.2714 |  | 0.05633% | [6 empty] | TV news is displaying the US COVID-19 cases and death rates.
2020-05-01 | 1062446 | 29255.8667 | 62406 |  | 5.8738 | 1955.3333 | 13687.3333 | 58660 | 1427393.3333 | 8.0426 | 9.6512 | 12.0639 |  | 0.3239% | [6 empty] | TV news is displaying the US COVID-19 cases and death rates. Deaths exceed Korean War Battle Deaths of 33,739 [7] Deaths exceed Vietnam War Battle Deaths of 47,434 [7]
2020-06-01 | 1761503 | 22550.2258 | 103700 |  | 5.887 | 1332.0645 | 9324.4516 | 41294 | 972407.0968 | 11.8058 | 14.1669 | 17.7086 |  | 0.537% | [6 empty] | TV news STOPPED displaying and reporting the US COVID-19 cases and death rates. Instead the news is dominated by protests that erupted by May 29, 2020 over the murder of an American citizen by police in Minneapolis, Minnesota on May 25, 2020. The TV images of the murder were broadcast around the world. [REF-wiki] Deaths exceed Korean Plus Vietnam Wars Battle Deaths [7]
2020-06-10 | 1956421 | 21657.5556 | 110925 |  | 5.6698 | 802.7778 | 5619.4444 |  | 586027.7778 | 19.5895 | 23.5074 | 29.3843 |  | 0.5965% | [6 empty] | CDC After 2 weeks of demonstrations over the muder of an American citizen by police in Minneapolis, Minnesota.
2020-07-01 | 2581229 | 29752.7619 | 126739 |  | 4.91 | 753.0476 | 5271.3333 | 23039 | 549724.7619 | 20.8832 | 25.0598 | 31.3248 |  | 0.787% | [6 empty] | CDC
2020-08-01 | 4473974 | 61056.2903 | 151499 |  | 3.3862 | 798.7097 | 5590.9677 | 24760 | 583058.0645 | 19.6893 | 23.6271 | 29.5339 |  | 1.364% | [6 empty] | CDC Deaths exceed World War I + Korean + Vietnam Wars Battle Deaths [7]
2020-09-01 | 6004443 | 49369.9677 | 183050 |  | 3.0486 | 1017.7742 | 7124.4194 | 31551 | 742975.1613 | 15.4514 | 18.5417 | 23.1771 |  | 1.831% | [6 empty] | CDC Deaths exceed World War I + Korean + Vietnam Wars Battle Deaths [7]
2020-10-01 | 7213419 | 40299.2 | 206402 |  | 2.8614 | 778.4 | 5448.8 | 23352 | 568232 | 20.203 | 24.2436 | 30.3045 |  | 2.199% | [6 empty] | CDC Deaths exceed World War I + Korean + Vietnam Wars Battle Deaths [7]
2020-11-01 | 9105230 | 61026.1613 | 229932 |  | 2.5253 | 759.0323 | 5313.2258 | 23530 | 554093.5484 | 20.7185 | 24.8622 | 31.0778 |  | 2.776% | [6 empty] | The lower death rate trend shows that the number of infections is increasing significantly
2020-12-01 | 13447627 | 144746.5667 | 267302 |  | 1.9877 | 1245.6667 | 8719.6667 | 37370 | 909336.6667 | 12.6246 | 15.1495 | 18.9369 |  | 4.1% | [6 empty] | The lower death rate trend shows that the number of infections is increasing significantly
2020-12-10 | 15271571 | 202660.4444 | 288762 |  | 3.1714 | 2384.4444 | 16691.1111 | 73917.7778 | 1740644.4444 | 6.5953 | 7.9143 | 9.8929 |  | 4.656% | [6 empty] | Death rate adjusted to look back to previous month infections
2021-01-01 | 19663976 | 199654.7727 | 341199 |  | 2.5372 | 2383.7742 | 16686.4194 | 73897 | 1740155.1613 | 3913734.5887 | 4745950.3543 | 5994274.0028 |  | 5.995%
2021-02-01 | 25921703 | 201862.1613 | 438035 |  | 3.2573 | 3123.7419 | 21866.1935 | 96836 | 2280331.6129 | 4304519.9927 | 5372927.6754 | 6975539.1993 | 9112354.5646 | 9.711% | 5930000 | 193160.2914 | 10% | 593000
2021-03-01 | 28405925 | 88722.2143 | 511839 |  | 2.6029 | 2635.8571 | 18451 | 73804 | 1924175.7143 | 2866449.6145 | 3720209.7696 | 5000850.0023 | 6708370.3125 | 16.43% | 25470000 | 701772.2863 | 10% | 2547000
2021-04-01 | 30213759 | 58317.2258 | 548162 |  | 2.1147 | 1171.7097 | 8201.9677 | 36323 | 855348.0645 | 1674326.9769 | 2367943.1949 | 3408367.522 | 4795599.958 | 25.86% | 54610000 | 1317991.0848 | 10% | 5461000 |  |  | Vaccinations impact remaining years
2021-05-01 | 32145557 | 64393.2667 | 573012 |  | 2.0172 | 828.3333 | 5798.3333 | 24850 | 604683.3333 | 573587.2728 | 1235237.7419 | 2227713.4454 | 3551014.3835 | 41.33% | 103420000 | 2302599.603 | 10% | 10342000
2021-06-01 | 33093238 | 30570.3548 | 591539 | Vaccine available to all in US | 1.9578 | 597.6452 | 4183.5161 | 18527 | 436280.9677 | -97172.5777 | 545001.0492 | 1508261.4896 | 2792608.7435 | 51.51% | 135870000 | 2937920.7674 | 10% | 13587000 | 169554777
2021-07-01 | 33496454 | 13440.5333 | 602401 | 10862 | 1.874 | 362.0667 | 2534.4667 | 10862 | 264308.6667 |  | 139115.696 | 1061113.3829 | 2290443.6322 | 57.74% | 155880000 | 3312903.973 | 10% | 15588000 | 189978855 | 57.92%
2021-08-01 | 34926462 | 46129.2903 | 610873 | 19334 | 1.8459 | 273.2903 | 1913.0323 | 8472 | 199501.9355 |  | -47559.2951 | 860630.8192 | 2071550.9715 | 60.79% | 164450000 | 3471098.8771 | 10% | 16445000 | 199987335 | 60.97%
2021-09-01 | 39488866 | 147174.3226 | 641725 | 50186 | 1.9158 | 995.2258 | 6966.5806 | 30852 | 726514.8387 |  |  | 604264.9833 | 1861029.6545 | 65.38% | 174970000 | 3672641.0164 | 10% | 17497000 | 215100591 | 65.58%
2021-10-01 | 43289203 | 126677.9 | 694701 | 103162 | 1.989 | 1765.8667 | 12361.0667 | 52976 | 1289082.6667 |  |  | 355258.2434 | 1660067.9203 | 69.55% | 184850000 | 3869158.0836 | 10% | 18485000 | 228833904 | 69.77%
2021-11-01 | 45889173 | 83870 | 743926 | 152387 | 1.8839 | 1587.9032 | 11115.3226 | 49225 | 1159169.3548 |  |  | 144321.399 | 1380151.9139 | 72.66% | 192450000 | 4012333.5701 | 10% | 19245000 | 239083099 | 72.89%
2021-12-01 | 48497243 | 86935.6667 | 780131 | 188592 | 1.8021 | 1206.8333 | 8447.8333 | 36205 | 880988.3333 |  |  | 35011.1542 | 1217213.4137 | 74.41% | 195560000 | 4068380.0492 | 10% | 19556000 | 244837374 | 74.65%
2022-01-01 | 53795407 | 170908.5161 | 820355 | 228816 | 1.7877 | 1297.5484 | 9082.8387 | 40224 | 947210.3226 |  |  | -214797.9265 | 957925.0598 | 78.66% | 204220000 | 4223193.7849 | 10% | 20422000 | 258835762 | 78.91%
2022-02-01 | 74282892 | 660886.6129 | 881887 | 290348 | 1.8184 | 1984.9032 | 13894.3226 | 61532 | 1448979.3548 |  |  |  | 477648.2051 | 86.99% | 211050000 | 4347392.3545 | 10% | 21105000 | 286214779 | 87.26%
2022-03-01 | 78855000 | 163289.5714 | 947882 | 356343 | 1.762 | 2356.9643 | 16498.75 | 65995 | 1722940.8929 |  |  |  | 316193.2113 | 89.53% | 214800000 | 4413467.8374 | 10% | 21480000 | 294602882 | 89.82%
2022-04-01 | 79904464 | 33853.6774 | 977495 | 385956 | 1.3159 | 955.2581 | 6686.8065 | 29613 | 698293.6452 |  |  |  | 184958.0138 | 90.71% | 217640000 | 4450839.643 | 10% | 21764000 | 298521959 | 91.01%
2022-05-01 | 81173065 | 42286.7 | 991030 | 399491 | 1.2568 | 451.1667 | 3158.1667 | 13535 | 329802.8333 |  |  |  | 134436.4149 | 91.74% | 219730000 | 4477106.2425 | 10% | 21973000 | 301894095 | 92.04%
2022-06-01 | 84176694 | 96891.2581 | 1002420 | 410881 | 1.2545 | 367.4194 | 2571.9355 | 11390 | 268583.5484 |  |  |  | 76191.0298 | 93.15% | 221350000 | 4497429.5176 | 10% | 22135000 | 306529114 | 93.45%
2022-07-01 | 87407521 | 107694.2333 | 1013261 | 421722 | 1.2483 | 361.3667 | 2529.5667 | 10841 | 264159.0333 |  |  |  | 23997.7755 | 94.41% | 222270000 | 4508913.624 | 10% | 22227000 | 310690782 | 94.72%
2022-08-05 | 91805380 | 125653.1143 | 1028062 | 436523 | 1.2213 | 422.8857 | 2960.2 | 14801 | 309129.4571 |  |  |  | -39514.1586 | 95.99% | 223030000 | 4518195.6127 | 10% | 22303000 | 315863442 | 96.3%
2022-09-01 | 94385669 | 95566.2593 | 1041280 | 449741 | 1.1913 | 489.5556 | 3426.8889 | 13218 | 357865.1111 |  |  |  | -79765.0607 | 97.04% | 223910000 | 4528678.9943 | 10% | 22391000 | 319336949 | 97.36%
2022-10-01 | 96143199 | 58584.3333 | 1053789 | 462250 | 1.1479 | 416.9667 | 2918.7667 | 12509 | 304802.6333 |  |  |  | -112802.925 | 98% | 225284115 | 4544451.7875 | 10% | 22528411.5 | 322481103 | 98.32%
2022-11-01 | 97329787 | 38277.0323 | 1066351 | 474812 | 1.1298 | 405.2258 | 2836.5806 | 12562 | 296220.0645 |  |  |  | -143071.0572 | 98.86% | 226933827 | 4563089.914 | 10% | 22693382.7 | 325329965 | 99.19%
2022-12-01 | 98481551 | 38392.1333 | 1075779 | 484240 | 1.1189 | 314.2667 | 2199.8667 | 9428 | 229728.9333 |  |  |  | -170883.5649 | 99.66% | 228390445 | 4579388.509 | 10% | 22839044.5 | 327947775 | 99.98%
2023-01-01 | 100622056 | 69048.5484 | 1088481 | 496942 | 1.1183 | 409.7419 | 2868.1935 | 12702 | 299521.3548 |  |  |  | -203060.0921 | 100.5% | 229135170 | 4587717.0899 | 10% | 22913517 | 330845707 | 100.9%
2023-02-01 | 102405447 | 55170.2174 | 1106938 | 515399 | 1.1513 | 441.163 | 3088.1413 | 40587 | 322490.1848 |  |  |  | -239441.4091 | 101.3% | 229991258 | 4598291.4321 | 10% | 22999125.8 | 333503643 | 101.7%
2023-03-01 | 103451631 | 55223.1111 | 1117624 | 526085 | 1.1483 | 464.9444 | 3254.6111 | 41845 | 339874.3889 |  |  |  | -253505.0071 | 101.7% | 230225193 | 4600456.6574 | 10% | 23022519.3 | 334794448 | 102.1%
2023-04-01 | 104247309 | 40280.5889 | 1127077 | 535538 | 1.1445 | 428.8444 | 3001.9111 | 38596 | 313485.2889 |  |  |  | -264105.7464 | 102% | 230429680 | 4602532.1739 | 10% | 23042968 | 335804066 | 102.4%
2020-03-11
2020-04-01
2020-05-01
2020-06-10 | 1979893 |  | 112006 |  | 5.6572 | [8 empty] | 0.6036% | [6 empty] | JHU The second line is data from Johns Hopkins University & Medicine.
2020-07-01 | 2638338 | 31354.5238 | 127485 |  | 4.832 | 737.0952 | 5159.6667 | 23785 | 538079.5238 | 21.3351 | 25.6022 | 32.0027 |  | 0.8044% | [6 empty] | JHU
2020-08-01 | 4563262 | 62094.3226 | 153320 |  | 3.3599 | 833.3871 | 5833.7097 | 25835 | 608372.5806 | 18.87 | 22.644 | 28.305 |  | 1.391% | [6 empty] | JHU Deaths exceed World War I + Korean + Vietnam Wars Battle Deaths [7]
2020-09-01 | 6068139 | 48544.4194 | 184450 |  | 3.0396 | 1004.1935 | 7029.3548 | 31130 | 733061.2903 | 15.6604 | 18.7924 | 23.4905 |  | 1.85% | [6 empty] | JHU Deaths exceed World War I + Korean + Vietnam Wars Battle Deaths [7]
2020-10-01 | 7268298 | 40005.3 | 207605 |  | 2.8563 | 771.8333 | 5402.8333 | 23155 | 563438.3333 | 20.3749 | 24.4499 | 30.5624 |  | 2.216% | [6 empty] | JHU Deaths exceed World War I + Korean + Vietnam Wars Battle Deaths [7]
2020-11-01 | 9198700 | 62271.0323 | 230934 |  | 2.5105 | 752.5484 | 5267.8387 | 23329 | 549360.3226 | 20.897 | 25.0764 | 31.3455 |  | 2.804% | [6 empty] | The lower death rate trend shows that the number of infections is increasing significantly
2020-12-01 | 13706356 | 150255.2 | 270450 |  | 1.9732 | 1317.2 | 9220.4 | 39516 | 961556 | 11.939 | 14.3268 | 17.9085 |  | 4.179% | [6 empty] | The lower death rate trend shows that the number of infections is increasing significantly
2020-12-11 | 15619035 | 191267.9 | 292190 |  | 2.1318 | 2174 | 15218 | 67394 | 1587020 | 7.2337 | 8.6804 | 10.8505 |  | 4.762% | [6 empty] | Death rate adjusted to look back to previous month infections
2021-01-01 | 20104003 | 206375.7097 | 347542 |  | 2.5356 | 2486.8387 | 17407.871 | 77092 | 1815392.2581 | 3906645.6014 | 4738331.1055 | 5985859.3618 |  | 6.129% | no data
2021-02-01 | 26188167 | 196263.3548 | 441331 |  | 3.2199 | 3025.4516 | 21178.1613 | 93789 | 2208579.6774 | 4246463.556 | 5302590.8593 | 6886781.8142 | 8999036.4207 | 7.984% | 5930000 | 190940.0887 | 10% | 593000
2021-03-01 | 28657233 | 88180.9286 | 514302 |  | 2.5582 | 2606.1071 | 18242.75 | 72971 | 1902458.2143 | 2810772.7508 | 3649864.6271 | 4908502.4417 | 6586686.1945 | 8.737% | 25470000 | 651575.3077 | 10% | 2547000
2021-04-01 | 30461312 | 58196.0968 | 552073 |  | 2.1081 | 1218.4194 | 8528.9355 | 37771 | 889446.129 | 1663896.4296 | 2355353.5446 | 3392539.2171 | 4775453.447 | 25.94% | 54610000 | 1151233.9344 | 10% | 5461000 |  |  | Vaccinations impact remaining years
2021-05-01 | 32417394 | 65202.7333 | 577010 |  | 2.0135 | 831.2333 | 5818.6333 | 24937 | 606800.3333 | 567050.7438 | 1227474.8678 | 2218111.0538 | 3538959.3018 | 41.41% | 103420000 | 2082349.4788 | 10% | 10342000
2021-06-01 | 33287124 | 28055.8065 | 595211 | Vaccine available to all in US | 1.954 | 587.129 | 4109.9032 | 18201 | 428604.1935 | -100769.6889 | 540139.0415 | 1501502.1371 | 2783319.5979 | 51.57% | 135870000 | 2654886.256 | 10% | 13587000
2021-07-01 | 33679893 | 13092.3 | 605035 | 9824 | 1.8664 | 327.4667 | 2292.2667 | 9824 | 239050.6667 |  | 135128.6331 | 1053392.5133 | 2277744.3535 | 57.79% | 155880000 | 2909328.7326 | 10% | 15588000
2021-08-01 | 34980079 | 41941.4839 | 613157 | 17946 | 1.842 | 262 | 1834 | 8122 | 191260 |  | -48446.7012 | 857829.3832 | 2066197.4958 | 60.8% | 164450000 | 3029209.3919 | 10% | 16445000
2021-09-01 | 39552739 | 147505.1613 | 643702 | 48491 | 1.9112 | 985.3226 | 6897.2581 | 30545 | 719285.4839 |  |  | 601604.5199 | 1855374.8689 | 65.4% | 174970000 | 3344088.3835 | 10% | 17497000
2021-10-01 | 44085931 | 151106.4 | 708200 | 112989 | 2.0246 | 2149.9333 | 15049.5333 | 64498 | 1569451.3333 |  |  | 345475.8826 | 1673600.9563 | 69.8% | 184850000 | 3742437.803 | 10% | 18485000 |  |  | Data pulled 10/06/2021
2021-11-01 | 46091924 | 64709.4516 | 747033 | 151822 | 1.8887 | 1252.6774 | 8768.7419 | 38833 | 914454.5161 |  |  | 140860.7603 | 1379848.6544 | 72.73% | 192450000 | 3634805.1863 | 10% | 19245000
2021-12-01 | 48690380 | 86615.2 | 782056 | 186845 | 1.7739 | 1167.4333 | 8172.0333 | 35023 | 852226.3333 |  |  | 31037.1311 | 1194738.8481 | 74.47% | 195560000 | 3469108.3502 | 10% | 19556000
2022-01-01 | 54743993 | 195277.8387 | 825536 | 230325 | 1.7911 | 1402.5806 | 9818.0645 | 43480 | 1023883.871 |  |  | -232193.4516 | 942744.735 | 78.95% | 204220000 | 3657711.5314 | 10% | 20422000
2022-02-01 | 74943050 | 651582.4839 | 886691 | 291480 | 1.8211 | 1972.7419 | 13809.1935 | 61155 | 1440101.6129 |  |  |  | 466323.1649 | 87.19% | 211050000 | 3843390.3278 | 10% | 21105000
2022-03-01 | 79085248 | 147935.6429 | 952579 | 357368 | 1.7401 | 2353.1429 | 16472 | 65888 | 1720147.4286 |  |  |  | 308247.5322 | 89.6% | 214800000 | 3737651.5301 | 10% | 21480000
2022-04-01 | 80104051 | 32864.6129 | 980627 | 385416 | 1.3085 | 904.7742 | 6333.4194 | 28048 | 661389.9355 |  |  |  | 181304.5733 | 90.78% | 217640000 | 2847811.2417 | 10% | 21764000
2022-05-01 | 81365218 | 42038.9 | 993733 | 398522 | 1.2565 | 436.8667 | 3058.0667 | 13106 | 319349.5333 |  |  |  | 131996.1535 | 91.8% | 219730000 | 2760982.0746 | 10% | 21973000
2022-06-01 | 84445096 | 99350.9032 | 1007704 | 412493 | 1.258 | 450.6774 | 3154.7419 | 13971 | 329445.1935 |  |  |  | 73025.3328 | 93.23% | 221350000 | 2784569.2898 | 10% | 22135000
2022-07-01 | 87838623 | 113117.5667 | 1017846 | 422635 | 1.251 | 338.0667 | 2366.4667 | 10142 | 247126.7333 |  |  |  | 18656.5237 | 94.55% | 222270000 | 2780507.8875 | 10% | 22227000
2022-08-06 | 92185382 | 120743.3056 | 1034124 | 438913 | 1.2246 | 452.1667 | 3165.1667 | 16278 | 330533.8333 |  |  |  | -44274.3685 | 96.1% | 223030000 | 2731250.0861 | 10% | 22303000
2022-09-01 | 94532156 | 90260.5385 | 1046244 | 451033 | 1.1911 | 466.1538 | 3263.0769 | 12120 | 340758.4615 |  |  |  | -81496.7769 | 97.09% | 223910000 | 2666987.3233 | 10% | 22391000
2022-10-01 | 96392543 | 62012.9 | 1059605 | 464394 | 1.1494 | 445.3667 | 3117.5667 | 13361 | 325563.0333 |  |  |  | -115823.973 | 98.07% | 225284115 | 2589479.6929 | 10% | 22528411.5
2022-11-01 | 97618028 | 39531.7742 | 1071606 | 476395 | 1.1336 | 387.129 | 2709.9032 | 12001 | 282991.3226 |  |  |  | -146820.7869 | 98.95% | 226933827 | 2572496.6076 | 10% | 22693382.7
2022-12-01 | 98790043 | 39067.1667 | 1080464 | 485253 | 1.1209 | 295.2667 | 2066.8667 | 8858 | 215839.9333 |  |  |  | -176806.0783 | 99.81% | 228583539 | 2562192.8543 | 10% | 22858353.9
2023-01-01 | 100843810 | 66250.5484 | 1093028 | 497817 | 1.1197 | 405.2903 | 2837.0323 | 12564 | 296267.2258 |  |  |  | -218084.4406 | 100.9% | 230233251 | 2577919.2126 | 10% | 23023325.1
2023-02-01 | 102897577 | 66250.5484 | 1105592 | 510381 | 1.1191 | 405.2903 | 2837.0323 | 12564 | 296267.2258 |  |  |  | -259421.0793 | 102.1% | 231882963 | 2595078.8262 | 10% | 23188296.3
Projections | [8 empty] | 0.00033333 | 3.3333e-06 | 300000 | 1
Let us hope and pray that something happens to stop this massive disaster | [9 empty] | 5.3333e-05 | 18750 | 0.99995
| herd level pop | rate | lives lost |  | vaccinated | remaining | rate | lives lost | lives saved
2+ years | 164000000 | 0.035 | 5740000 |  | 54610000 | 109390000 | 0.035 | 3828650 | 1911350 |  | 50% herd immunity 328 million people | [9 empty] | US Wars | Battle Deaths
2+ years | 196800000 | 0.035 | 6888000 |  | 54610000 | 142190000 | 0.035 | 4976650 | 1911350 |  | 60% herd immunity 328 million people | [9 empty] | American Revolution (1775-1783) | 4435 | 1 | 4435
2+ years | 246000000 | 0.035 | 8610000 |  | 54610000 | 191390000 | 0.035 | 6698650 | 1911350 |  | 75% herd immunity 328 million people | [9 empty] | War of 1812 (1812-1815) | 2260 | 1 | 2260
2+ years | 164000000 | 0.02 | 3280000 |  | 54610000 | 109390000 | 0.02 | 2187800 | 1092200 |  | 50% herd immunity 328 million people | [9 empty] | Indian Wars (approx. 1817-1898) | 1000 | 1 | 1000
2+ years | 196800000 | 0.02 | 3936000 |  | 54610000 | 142190000 | 0.02 | 2843800 | 1092200 |  | 60% herd immunity 328 million people | [9 empty] | Mexican War (1846-1848) | 1733 | 1 | 1733
2+ years | 246000000 | 0.02 | 4920000 |  | 54610000 | 191390000 | 0.02 | 3827800 | 1092200 |  | 75% herd immunity 328 million people | [9 empty] | Civil War (1861-1865) Union | 140414 |  | 0
see video | see video | see video | see video | [7 empty] | Other projections: COVID19 Trend Analysis Case Study | [9 empty] | Civil War (1861-1865) Confederate | 74524 |  | 0
[21 empty] | Spanish-American War (1898-1902) | 385 | 1 | 385
3.02% | 3.5% | 13.71% | death rate changes
12% | 21% | 21% | native immunity changes | [17 empty] | World War I (1917-1918) | 53402 | 1 | 53402
|  | 34.71% | [18 empty] | World War II (1941 –1945) | 291557 |  | 0
[21 empty] | Korean War (1950-1953) | 33739 | 1 | 33739
[21 empty] | Vietnam War (1964-1975) | 47434 | 1 | 47434
[21 empty] | Desert Shield/Desert Storm (1990-1991) | 148 | 1 | 148
[21 empty] | America’s Wars Total (1775 -1991) | 651031 |  | 144536

## VentAlt
Ventilation Alternatives Cost Analysis
Mechanical | Units | CFM | sq-ft | ceiling | cu-ft | ACH | Amps | Watts | Watts / CFM | Watts / ACH | Initial Cost
Dayton Furnace Blower possible | 1 | 1600 | 900 | 12 | 10800 | 8.8889 | 6.9 | 828 | 0.5175 | 93.15 | 350 | https://www.electricmotorwarehouse.com/content/PDF/1XJX7_spec.pdf
Dayton Furnace Blower Selected | 1 | 2700 | 900 | 12 | 10800 | 15 | 15.3 | 1836 | 0.68 | 122.4 | 700 | https://www.grainger.com/product/DAYTON-1-hpHP-115V-Double-Inlet-Forward-1XJY3
Derived / check | 1 | 2700 | 900 | 12 | 10800 | 15 | 15.3 | 1836 | 0.68 | 122.4 | na | used to check derived design from the selected approach
Baseline Approach | 0.8 | 2160 | 900 | 12 | 10800 | 12 | 12.24 | 1468.8 | 0.68 | 122.4 | na
ACH = CFM*60/cu-ft
CFM = ACH*cu-ft/60
Ceiling Level UV-C | Units | eCFM | sq-ft | ceiling | cu-ft | eACH | Amps | Watts | Watts/eCFM | Watts / eACH | Initial Cost
GC-295 (2x95W bulbs) | 1 | 2200 | 550 | 12 | 6600 | 20 | 1.5833 | 190 | 0.086364 | 9.5 | na | https://www.lumalier.com/upper-air-disinfection/ceiling-mounted/gc-cieling-mount
GC-295 (2x95W bulbs) Selected | 1.64 | 3608 | 902 | 12 | 10824 | 20 | 2.5967 | 311.6 | 0.086364 | 15.58 | na | https://www.lumalier.com/upper-air-disinfection/ceiling-mounted/gc-cieling-mount
Derived / Check | 1.64 | 3608 | 902 | 12 | 10824 | 20 | 2.5967 | 311.6 | 0.086364 | 15.58 | na | used to check derived design from the selected approach
Baseline Approach | 0.984 | 2164.8 | 902 | 12 | 10824 | 12 | 1.558 | 186.96 | 0.086364 | 15.58 | na
https://www.youtube.com/watch?v=cTK7QnrKe1M
Delta Mech/UV-C
Cost Difference | [5 empty] | 1 | 7.8562 | 7.8562 | 7.8737 | 7.8562 |  | Mechanical ventilation costs 8 times more than ceiling level UV-C ventilation
Mental Model of Possible Test Results
Operational Test | Ventilation ACH (avg) | Virus Level (1 min) | Virus Level (10 min) | Virus Level (30 min) | Virus Level (60 min) | Virus Level (2 hrs) | Virus Level (4 hrs)
Standard Test x A0 | 0 | 100% | 100% | 100% | 100% | 100% | 100%
Standard Test x A1 (a) | 1 | 1.667% | 16.67% | 50% | 100% | 100% | 100%
Standard Test x A4 | 4 | 0.4167% | 4.167% | 12.5% | 25% | 25% | 25%
Standard Test x A6 | 6 | 0.2778% | 2.778% | 8.333% | 16.67% | 16.67% | 16.67%
Standard Test x A12 | 12 | 0.1389% | 1.389% | 4.167% | 8.333% | 8.333% | 8.333% | Mental model # 1 suggests this ACH level
Standard Test x A20 | 20 | 0.08333% | 0.8333% | 2.5% | 5% | 5% | 5% | Mental model # 1 suggests this ACH level
Standard Test x A24 | 24 | 0.06944% | 0.6944% | 2.083% | 4.167% | 4.167% | 4.167% | Mental model # 2 suggests this ACH level +
Notes: (a) Case history shows infection happens at this level, see section School Case History.
virus level = 100% virus/ACH = 1/ACH for time >= 60 min
virus level = virus level at 60 min * time / 60 for virus < 60 min
Aerosol Cloud Mental Models
Notes:
a. Classroom infection happens in 60 minutes
b. space size is not a factor in cloud dilution for this model of a traveling cloud
c. The virus load = virus count = particle count
d. The aerosol cloud density is calculated as (sd*sd/4)*4 ft
Aerosol Mental model #1 traveling cloud ACH = 0
Operational Test | Space cu-ft | Sensor distance (sd) (ft) | Aerosol cloud cu-ft | Particles / min | Particle Count (1 min) | Particle Count (10 min) | Particle Count (30 min) | Particle Count (60 min) | Particle Count (2 hrs) | Particle Count (4 hrs) | Comment
virus load at source | na |  |  | 1200 | 1200 | 12000 | 36000 | 72000 | 144000 | 288000
virus load at measured location (sd) | na | 30 | 900 | na | 1.3333 | 13.3333 | 40 | 80 | 160 | 320 | Classroom infection happens in 60 minutes
virus load at measured location (sd) | na | 10 | 100 | na | 12 | 120 | 360 | 720 | 1440 | 2880 | space size not a factor in cloud dilution
virus load at measured location (sd) | na | 6 | 36 | na | 33.3333 | 333.3333 | 1000 | 2000 | 4000 | 8000 | space size not a factor in cloud dilution
virus load at measured location (sd) | na | 2 | 4 | na | 300 | 3000 | 9000 | 18000 | 36000 | 72000 | space size not a factor in cloud dilution
virus load at measured location (sd) | na | 1 | 1 | na | 1200 | 12000 | 36000 | 72000 | 144000 | 288000 | space size not a factor in cloud dilution
Virus Level (0) = 80/1200 = | 0.066667 | 6.667% | the ventilation system must maintain this performance level of remaining contagions at all times
Aeosol Mental model #2 uniform distribution in space ACH = 0
Operational Test | Space cu-ft | Sensor distance (sd) (ft) | Aerosol cloud cu-ft | Particles / min | Particle Count (1 min) | Particle Count (10 min) | Particle Count (30 min) | Particle Count (60 min) | Particle Count (2 hrs) | Particle Count (4 hrs) | Comment
virus load at source | na |  |  | 1200 | 1200 | 12000 | 36000 | 72000 | 144000 | 288000
virus load at measured location (sd) | 10800 | 30 | 900 | na | 0.11111 | 1.1111 | 3.3333 | 6.6667 | 13.3333 | 26.6667 | Classroom infection happens in 60 minutes
virus load at measured location (sd) | 10800 | 10 | 100 | na | 12 | 1.1111 | 3.3333 | 6.6667 | 13.3333 | 26.6667 | cloud fully dispersed at 10+ min and 2+ ft
virus load at measured location (sd) | 10800 | 6 | 36 | na | 33.3333 | 1.1111 | 3.3333 | 6.6667 | 13.3333 | 26.6667 | cloud fully dispersed at 10+ min and 2+ ft
virus load at measured location (sd) | na | 2 | 4 | na | 300 | 3000 | 9000 | 18000 | 36000 | 300 | cloud fully dispersed at 10+ min and 2+ ft
virus load at measured location (sd) | na | 1 | 1 | na | 1200 | 12000 | 36000 | 72000 | 144000 | 1200 | cloud fully dispersed at 10+ min and 2+ ft
Virus Level (0) = 7/1200 = | 0.0055556 | 0.5556% | the ventilation system must maintain this performance level of remaining contagions at all times
Aerosol Mental model #1 traveling cloud ACH = 0
Operational Test | Space cu-ft | Sensor distance (sd) (ft) | Aerosol cloud cu-ft | Particles / min | Particle Count (1 min) | Particle Count (10 min) | Particle Count (30 min) | Particle Count (60 min) | Particle Count (2 hrs) | Particle Count (4 hrs) | Comment
virus load at source | na |  |  | 12000 | 12000 | 120000 | 360000 | 720000 | 1440000 | 2880000
virus load at measured location (sd) | na | 30 | 900 | na | 13.3333 | 133.3333 | 400 | 800 | 1600 | 3200 | Classroom infection happens in 60 minutes
virus load at measured location (sd) | na | 10 | 100 | na | 120 | 1200 | 3600 | 7200 | 14400 | 28800 | space size not a factor in cloud dilution
virus load at measured location (sd) | na | 6 | 36 | na | 333.3333 | 3333.3333 | 10000 | 20000 | 40000 | 80000 | space size not a factor in cloud dilution
virus load at measured location (sd) | na | 2 | 4 | na | 3000 | 30000 | 90000 | 180000 | 360000 | 720000 | space size not a factor in cloud dilution
virus load at measured location (sd) | na | 1 | 1 | na | 12000 | 120000 | 360000 | 720000 | 1440000 | 2880000 | space size not a factor in cloud dilution
Virus Level (0) = 80/1200 = | 0.066667 | 6.667% | the ventilation system must maintain this performance level of remaining contagions at all times
Aeosol Mental model #2 uniform distribution in space ACH = 0
Operational Test | Space cu-ft | Sensor distance (sd) (ft) | Aerosol cloud cu-ft | Particles / min | Particle Count (1 min) | Particle Count (10 min) | Particle Count (30 min) | Particle Count (60 min) | Particle Count (2 hrs) | Particle Count (4 hrs) | Comment
virus load at source | na |  |  | 12000 | 12000 | 120000 | 360000 | 720000 | 1440000 | 2880000
virus load at measured location (sd) | 10800 | 30 | 900 | na | 1.1111 | 11.1111 | 33.3333 | 66.6667 | 133.3333 | 266.6667 | Classroom infection happens in 60 minutes
virus load at measured location (sd) | 10800 | 10 | 100 | na | 120 | 11.1111 | 33.3333 | 66.6667 | 133.3333 | 266.6667 | cloud fully dispersed at 10+ min and 2+ ft
virus load at measured location (sd) | 10800 | 6 | 36 | na | 333.3333 | 11.1111 | 33.3333 | 66.6667 | 133.3333 | 266.6667 | cloud fully dispersed at 10+ min and 2+ ft
virus load at measured location (sd) | na | 2 | 4 | na | 3000 | 30000 | 90000 | 180000 | 360000 | 3000 | cloud fully dispersed at 10+ min and 2+ ft
virus load at measured location (sd) | na | 1 | 1 | na | 12000 | 120000 | 360000 | 720000 | 1440000 | 12000 | cloud fully dispersed at 10+ min and 2+ ft
Virus Level (0) = 7/1200 = | 0.0055556 | 0.5556% | the ventilation system must maintain this performance level of remaining contagions at all times
Aerosol Mental model #1 traveling cloud ACH = 0
Operational Test | Space cu-ft | Sensor distance (sd) (ft) | Aerosol cloud cu-ft | Particles / min | Particle Count (1 min) | Particle Count (10 min) | Particle Count (30 min) | Particle Count (60 min) | Particle Count (2 hrs) | Particle Count (4 hrs) | Comment
virus load at source | na |  |  | 120000 | 120000 | 1200000 | 3600000 | 7200000 | 14400000 | 28800000
virus load at measured location (sd) | na | 30 | 900 | na | 133.3333 | 1333.3333 | 4000 | 8000 | 16000 | 32000 | Classroom infection happens in 60 minutes
virus load at measured location (sd) | na | 10 | 100 | na | 1200 | 12000 | 36000 | 72000 | 144000 | 288000 | space size not a factor in cloud dilution
virus load at measured location (sd) | na | 6 | 36 | na | 3333.3333 | 33333.3333 | 100000 | 200000 | 400000 | 800000 | space size not a factor in cloud dilution
virus load at measured location (sd) | na | 2 | 4 | na | 30000 | 300000 | 900000 | 1800000 | 3600000 | 7200000 | space size not a factor in cloud dilution
virus load at measured location (sd) | na | 1 | 1 | na | 120000 | 1200000 | 3600000 | 7200000 | 14400000 | 28800000 | space size not a factor in cloud dilution
Virus Level (0) = 80/1200 = | 0.066667 | 6.667% | the ventilation system must maintain this performance level of remaining contagions at all times
Aeosol Mental model #2 uniform distribution in space ACH = 0
Operational Test | Space cu-ft | Sensor distance (sd) (ft) | Aerosol cloud cu-ft | Particles / min | Particle Count (1 min) | Particle Count (10 min) | Particle Count (30 min) | Particle Count (60 min) | Particle Count (2 hrs) | Particle Count (4 hrs) | Comment
virus load at source | na |  |  | 120000 | 120000 | 1200000 | 3600000 | 7200000 | 14400000 | 28800000
virus load at measured location (sd) | 10800 | 30 | 900 | na | 11.1111 | 111.1111 | 333.3333 | 666.6667 | 1333.3333 | 2666.6667 | Classroom infection happens in 60 minutes
virus load at measured location (sd) | 10800 | 10 | 100 | na | 1200 | 111.1111 | 333.3333 | 666.6667 | 1333.3333 | 2666.6667 | cloud fully dispersed at 10+ min and 2+ ft
virus load at measured location (sd) | 10800 | 6 | 36 | na | 3333.3333 | 111.1111 | 333.3333 | 666.6667 | 1333.3333 | 2666.6667 | cloud fully dispersed at 10+ min and 2+ ft
virus load at measured location (sd) | na | 2 | 4 | na | 30000 | 300000 | 900000 | 1800000 | 3600000 | 30000 | cloud fully dispersed at 10+ min and 2+ ft
virus load at measured location (sd) | na | 1 | 1 | na | 120000 | 1200000 | 3600000 | 7200000 | 14400000 | 120000 | cloud fully dispersed at 10+ min and 2+ ft
Virus Level (0) = 7/1200 = | 0.0055556 | 0.5556% | the ventilation system must maintain this performance level of remaining contagions at all times
Aerosol Mental model #1 traveling cloud ACH = 0
Operational Test | Space cu-ft | Sensor distance (sd) (ft) | Aerosol cloud cu-ft | Particles / min | Particle Count (1 min) | Particle Count (10 min) | Particle Count (30 min) | Particle Count (60 min) | Particle Count (2 hrs) | Particle Count (4 hrs) | Comment
virus load at source | na |  |  | 1200000 | 1200000 | 12000000 | 36000000 | 72000000 | 144000000 | 288000000
virus load at measured location (sd) | na | 30 | 900 | na | 1333.3333 | 13333.3333 | 40000 | 80000 | 160000 | 320000 | Classroom infection happens in 60 minutes
virus load at measured location (sd) | na | 10 | 100 | na | 12000 | 120000 | 360000 | 720000 | 1440000 | 2880000 | space size not a factor in cloud dilution
virus load at measured location (sd) | na | 6 | 36 | na | 33333.3333 | 333333.3333 | 1000000 | 2000000 | 4000000 | 8000000 | space size not a factor in cloud dilution
virus load at measured location (sd) | na | 2 | 4 | na | 300000 | 3000000 | 9000000 | 18000000 | 36000000 | 72000000 | space size not a factor in cloud dilution
virus load at measured location (sd) | na | 1 | 1 | na | 1200000 | 12000000 | 36000000 | 72000000 | 144000000 | 288000000 | space size not a factor in cloud dilution
Virus Level (0) = 80/1200 = | 0.066667 | 6.667% | the ventilation system must maintain this performance level of remaining contagions at all times
Aeosol Mental model #2 uniform distribution in space ACH = 0
Operational Test | Space cu-ft | Sensor distance (sd) (ft) | Aerosol cloud cu-ft | Particles / min | Particle Count (1 min) | Particle Count (10 min) | Particle Count (30 min) | Particle Count (60 min) | Particle Count (2 hrs) | Particle Count (4 hrs) | Comment
virus load at source | na |  |  | 1200000 | 1200000 | 12000000 | 36000000 | 72000000 | 144000000 | 288000000
virus load at measured location (sd) | 10800 | 30 | 900 | na | 111.1111 | 1111.1111 | 3333.3333 | 6666.6667 | 13333.3333 | 26666.6667 | Classroom infection happens in 60 minutes
virus load at measured location (sd) | 10800 | 10 | 100 | na | 12000 | 1111.1111 | 3333.3333 | 6666.6667 | 13333.3333 | 26666.6667 | cloud fully dispersed at 10+ min and 2+ ft
virus load at measured location (sd) | 10800 | 6 | 36 | na | 33333.3333 | 1111.1111 | 3333.3333 | 6666.6667 | 13333.3333 | 26666.6667 | cloud fully dispersed at 10+ min and 2+ ft
virus load at measured location (sd) | na | 2 | 4 | na | 300000 | 3000000 | 9000000 | 18000000 | 36000000 | 300000 | cloud fully dispersed at 10+ min and 2+ ft
virus load at measured location (sd) | na | 1 | 1 | na | 1200000 | 12000000 | 36000000 | 72000000 | 144000000 | 1200000 | cloud fully dispersed at 10+ min and 2+ ft
Virus Level (0) = 7/1200 = | 0.0055556 | 0.5556% | the ventilation system must maintain this performance level of remaining contagions at all times

## Test Templates
Classroom Testing
Room Size: 30 X 30 X 12 feet = 10,800 cu-ft
Test Location(s): Any school district, College or University, CDC
Responsible Organization: Any school district, College or University, CDC
Conversion to the new standards: NIST
Key reference documents that must be included in test procedures and reports: A Paradigm Shift to Combat Indoor Respiratory Infection [2]
Pre-Test Notes: Small children classroom case history suggests infection happens at 1 ACH. Hospital conditions with PPE suggests 12+ ACH prevents infection.
Operational Test | Ventilation | Virus Level | Virus Level | Virus Level | Virus Level | Virus Level
|  | (10 min) | (30 min) | (60 min) | (2 hrs) | (4 hrs)
Standard Test CR A0 | 0 ACH | min, max, avg
Standard Test CR A1 | 1 ACH
Standard Test CR A4 | 4 ACH
Standard Test CR A6 | 6 ACH
Standard Test CR A12 | 12 ACH
Standard Test CR A20 | 20 ACH
Standard Test CR A24 | 24 ACH
Standard Test CR NV | Natural Ventilation
.
Standard Test CR A0-e10 | 0 ACH & Ceiling Level UV-C eAUC = 10
Standard Test CR A0-e20 | 0 ACH & Ceiling Level UV-C eAUC = 20
Standard Test CR A1-e10 | 1 ACH & Ceiling Level UV-C eAUC = 10
Standard Test CR A1-e20 | 1 ACH & Ceiling Level UV-C eAUC = 20
Standard Test CR A4-e10 | 4 ACH & Ceiling Level UV-C eAUC = 10
Standard Test CR A4-e20 | 4 ACH & Ceiling Level UV-C eAUC = 20
.
Standard Test CR A0-1RS300 | 0 ACH & 1 room sanitizer 300 CFM
Standard Test CR A0-1RS500 | 0 ACH & 1 room sanitizer 500 CFM
Standard Test CR A1-1RS300 | 1 ACH & 1 room sanitizer 300 CFM
Standard Test CR A1-1RS500 | 1 ACH & 1 room sanitizer 500 CFM
.
Standard Test CR A0-P1 | Proposed products 1
Standard Test CR A0-P2 | Proposed products n
Public Building Testing - Small Space
Room Size: 30 X 30 X 12 feet = 10,800 cu-ft
Test Location(s): CDC
Responsible Organization: CDC
Conversion to the new standards: NIST
Key reference documents that must be included in test procedures and reports: A Paradigm Shift to Combat Indoor Respiratory Infection [2]
Pre-Test Notes: Small children classroom case history suggests infection happens at 1 ACH. Hospital conditions with PPE suggests 12+ ACH prevents infection.
Operational Test | Ventilation | Virus Level | Virus Level | Virus Level | Virus Level | Virus Level
|  | (10 min) | (30 min) | (60 min) | (2 hrs) | (4 hrs)
Standard Test BSS A0 | 0 ACH | min, max, avg
Standard Test BSS A1 | 1 ACH
Standard Test BSS A4 | 4 ACH
Standard Test BSS A6 | 6 ACH
Standard Test BSS A12 | 12 ACH
Standard Test BSS A20 | 20 ACH
Standard Test BSS A24 | 24 ACH
Standard Test BSS NV | Natural Ventilation
.
Standard Test BSS A0-e10 | 0 ACH & Ceiling Level UV-C eAUC = 10
Standard Test BSS A0-e20 | 0 ACH & Ceiling Level UV-C eAUC = 20
Standard Test BSS A1-e10 | 1 ACH & Ceiling Level UV-C eAUC = 10
Standard Test BSS A1-e20 | 1 ACH & Ceiling Level UV-C eAUC = 20
Standard Test BSS A4-e10 | 4 ACH & Ceiling Level UV-C eAUC = 10
Standard Test BSS A4-e20 | 4 ACH & Ceiling Level UV-C eAUC = 20
.
Standard Test BSS A0-1RS300 | 0 ACH & 1 room sanitizer 300 CFM
Standard Test BSS A0-1RS500 | 0 ACH & 1 room sanitizer 500 CFM
Standard Test BSS A1-1RS300 | 1 ACH & 1 room sanitizer 300 CFM
Standard Test BSS A1-1RS500 | 1 ACH & 1 room sanitizer 500 CFM
.
Standard Test BSS A0-P1 | Proposed products 1
Standard Test BSS A0-P2 | Proposed products n
Public Building Testing - Large Space
Room Size: 100 X 100 X 40 = 400,000
Test Location(s): CDC, private companies, individual government entities with similar facilities
Responsible Organization: CDC, private companies, individual government entities with similar facilities
Conversion to the new standards: NIST
Key reference documents that must be included in test procedures and reports: A Paradigm Shift to Combat Indoor Respiratory Infection [2]
Pre-Test Notes: Small children classroom case history suggests infection happens at 1 ACH. Hospital conditions with PPE suggests 12+ ACH prevents infection.
Operational Test | Ventilation | Virus Level | Virus Level | Virus Level | Virus Level | Virus Level
|  | (10 min) | (30 min) | (60 min) | (2 hrs) | (4 hrs)
Standard Test BLS A0 | 0 ACH | min, max, avg
Standard Test BLS A1 | 1 ACH
Standard Test BLS A4 | 4 ACH
Standard Test BLS A6 | 6 ACH
Standard Test BLS A12 | 12 ACH
Standard Test BLS A20 | 20 ACH
Standard Test BLS A24 | 24 ACH
Standard Test BLS NV | Natural Ventilation
.
Standard Test BLS A0-e10 | 0 ACH & Ceiling Level UV-C eAUC = 10
Standard Test BLS A0-e20 | 0 ACH & Ceiling Level UV-C eAUC = 20
Standard Test BLS A1-e10 | 1 ACH & Ceiling Level UV-C eAUC = 10
Standard Test BLS A1-e20 | 1 ACH & Ceiling Level UV-C eAUC = 20
Standard Test BLS A4-e10 | 4 ACH & Ceiling Level UV-C eAUC = 10
Standard Test BLS A4-e20 | 4 ACH & Ceiling Level UV-C eAUC = 20
.
Standard Test BLS A0-1RS300 | 0 ACH & 1 room sanitizer 300 CFM
Standard Test BLS A0-1RS500 | 0 ACH & 1 room sanitizer 500 CFM
Standard Test BLS A1-1RS300 | 1 ACH & 1 room sanitizer 300 CFM
Standard Test BLS A1-1RS500 | 1 ACH & 1 room sanitizer 500 CFM
.
Standard Test BLS A0-P1 | Proposed products 1
Standard Test BLS A0-P2 | Proposed products n
Custom Test - Home Owners Association Clubhouse
This test is performed for the pre and post mitigation upgrades. To avoid confusion two separate test logs must be produced. One test log is for the situation before any contagion mitigations and one is for the post mitigations virus levels. This is a pattern that can be used for all other public buildings such as elder care facilities.
Test Location(s): Actual home owners association clubhouse
Responsible Organization: Home Owners Association Organization entity
Key reference documents that must be included in test procedures and reports: A Paradigm Shift to Combat Indoor Respiratory Infection [2]
Pre-Test Notes: Small children classroom case history suggests infection happens at 1 ACH. Hospital conditions with PPE suggests 12+ ACH prevents infection.
Approach: Let CDC teams go out and oversee or perform the needed tests for free based on requests from the Home Owners Association Organization.
Test Log 1: Pre Mitigation
Pre Mitigation | Room Size | Pre Mitigation | Virus Level | Virus Level | Virus Level | Virus Level | Virus Level
Operational Test | (cu-ft) | Measured Ventilation | (10 min) | (30 min) | (60 min) | (2 hrs) | (4 hrs)
(ACH and or eACH)
Room 1 |  |  | min, max, avg
Room 2
Room n
Test Log 2: Post Mitigation
Post Mitigation | Room Size | Post Mitigation | Virus Level | Virus Level | Virus Level | Virus Level | Virus Level
Operational Test | (cu-ft) | Measured Ventilation | (10 min) | (30 min) | (60 min) | (2 hrs) | (4 hrs)
(ACH and or eACH)
Room 1 |  |  | min, max, avg
Room 2
Room n
Airport TSA, Ticket, and Gate Areas Testing
This test is performed for the pre and post mitigation upgrades. To avoid confusion two separate test logs must be produced. One test log is for the situation before any contagion mitigations and one is for the post mitigations virus levels. The FAA has a challenge because many airports operate 24/7/365, however there are airports that shutdown after midnight like ACY and there are airports whose terminals have little activity during the midnight shift that can be closed off to perform the tests in a 4 to 6 hour window. The FAA can expand their test and evaluation program to include testing all their facilities including: TRACONS, Towers, EnRoute Centers, Lab Facilities, Administrative Facilities. This will provide a wealth of information to the rest of the world because of the diversity of the FAA facilities.
Test Location(s): All US Airports
Responsible Organization: FAA
Conversion to the new standards: NIST
Key reference documents that must be included in test procedures and reports: A Paradigm Shift to Combat Indoor Respiratory Infection [2]
Pre-Test Notes: Small children classroom case history suggests infection happens at 1 ACH. Hospital conditions with PPE suggests 12+ ACH prevents infection.
Test Log 1: Pre Mitigation
Pre Mitigation | Area Size | Pre Mitigation | Virus Level | Virus Level | Virus Level | Virus Level | Virus Level
Operational Test | (cu-ft) | Measured Ventilation | (10 min) | (30 min) | (60 min) | (2 hrs) | (4 hrs)
(ACH and or eACH)
Airport 1 Ticket Area 1 |  |  | min, max, avg
Airport 1 TSA Area 1
Airport 1 Gate Area 1
Airport 1 Ticket Area n
Airport 1 TSA Area n
Airport 1 Gate Area n
Airport n
Test Log 2: Post Mitigation
Post Mitigation | Area Size | Post Mitigation | Virus Level | Virus Level | Virus Level | Virus Level | Virus Level
Operational Test | (cu-ft) | Measured Ventilation | (10 min) | (30 min) | (60 min) | (2 hrs) | (4 hrs)
(ACH and or eACH)
Airport 1 Ticket Area 1 |  |  | min, max, avg
Airport 1 TSA Area 1
Airport 1 Gate Area 1
Airport 1 Ticket Area n
Airport 1 TSA Area n
Airport 1 Gate Area n
Airport n
Airplane Cabin Testing
This test is performed for the pre and post mitigation upgrades. To avoid confusion two separate test logs must be produced. One test log is for the situation before any contagion mitigations and one is for the post mitigations virus levels.
Test Location(s): William J. Hughes Technical Center
Responsible Organization: FAA
Conversion to the new standards: NIST
Key reference documents that must be included in test procedures and reports: A Paradigm Shift to Combat Indoor Respiratory Infection [2]
Pre-Test Notes: Small children classroom case history suggests infection happens at 1 ACH. Hospital conditions with PPE suggests 12+ ACH prevents infection.
Test Log 1: Pre Mitigation
Pre Mitigation | Cabin Size | Pre Mitigation | Virus Level | Virus Level | Virus Level | Virus Level | Virus Level
Operational Test | (cu-ft) | Measured Ventilation | (10 min) | (30 min) | (60 min) | (2 hrs) | (4 hrs)
(ACH and or eACH)
Air Frame 1 |  |  | min, max, avg
Air Frame 2
Air Frame n
Test Log 2: Post Mitigation
Post Mitigation | Cabin Size | Post Mitigation | Virus Level | Virus Level | Virus Level | Virus Level | Virus Level
Operational Test | (cu-ft) | Measured Ventilation | (10 min) | (30 min) | (60 min) | (2 hrs) | (4 hrs)
(ACH and or eACH)
Air Frame 1 |  |  | min, max, avg
Air Frame 2
Air Frame n

## Drum Tests
[2.1] N. van Doremalen, et al., Aerosol and surface stability of HCoV-19 (SARS-CoV-2) compared to SARS-CoV-1. medRxiv Prepr. Serv. Heal. Sci. (2020) https:/doi.org/10.1101/2020.03.09.20033217. webpage https://www.medrxiv.org/content/10.1101/2020.03.09.20033217v2.full-text, https://www.medrxiv.org/content/10.1101/2020.03.09.20033217v2.full.pdf, January 2022. Aerosol and surface stability of HCoV-19 (SARS-CoV-2) compared to SARS-CoV-1 . PDF.
Test | Time (hours) | COVID-19 (TCID50/L) | Remaining Virus % COVID-19 | SARS-CoV-1 (TCID50/L) | Remaining Virus %SARS-CoV-1 | Comments
Aerosol | 0 | 10-3.5 |  | 10-4.3 |  | Value stated in study, starting virus load
Aerosol | 0.5 | 10-3.1 |  | 10-4.1 |  | Visual extraction from graph
Aerosol | 1 | 10-2.9 |  | 10-3.8 |  | Visual extraction from graph
Aerosol | 2 | 10-2.8 |  | 10-3.7 |  | Visual extraction from graph
Aerosol | 3 | 10-2.7 |  | 10-3.5 |  | Value stated in study
Aerosol | 0 | 3162.2777 |  | 19952.6231 |  | Value stated in study, starting virus load
Aerosol | 0.5 | 1258.9254 | 39.81% | 12589.2541 | 63.1% | Visual extraction from graph
Aerosol | 1 | 794.3282 | 25.12% | 6309.5734 | 31.62% | Visual extraction from graph
Aerosol | 2 | 630.9573 | 19.95% | 5011.8723 | 25.12% | Visual extraction from graph
Aerosol | 3 | 501.1872 | 15.85% | 3162.2777 | 15.85% | Value stated in study
[2.2] S. J. Smither, L. S. Eastaugh, J. S. Findlay, M. S. Lever, Experimental aerosol survival of SARS-CoV-2 in artificial saliva and tissue culture media at medium and high humidity. Emerg. Microbes Infect. 9, 1415–1417 (2020). webpage https://pubmed.ncbi.nlm.nih.gov/32496967, https://www.tandfonline.com/doi/full/10.1080/22221751.2020.1777906, https://www.ncbi.nlm.nih.gov/pmc/articles/PMC7473326/pdf/TEMI_9_1777906.pdf, January 2022. Experimental aerosol survival of SARS-CoV-2 in artificial saliva and tissue culture media at medium and high humidity . PDF.
https://www.ncbi.nlm.nih.gov/pmc/articles/PMC7473326/figure/F0001/
Time (min) | Survival High RH | Survival Med RH | Survival Artificial Saliva High RH | Survival Artificial Saliva Med RH
0 | 100 | 100 | 100 | 100
30 | 50 | 78 | 90 | 62
60 | 25 | 59 | 80 | 39
90 | 12 | 45 | 70 | 23
120 | 8 | 15 | 62 | 15

## Ops Tests
Operational Settings Testing | [13 empty] | PASS | 24
Hospital Virus Transmission | [13 empty] | FAIL | 11
https://jamanetwork.com/journals/jamanetworkopen/fullarticle/2774463 | [13 empty] | Unknown | 23
https://jamanetwork.com/journals/jamanetworkopen/articlepdf/2774463/birgand_2020_oi_201016_1611171807.62761.pdf | [13 empty] | FAIL, possible surface contamination | 1
[14 empty] | PASS, possible surface contamination | 4
[14 empty] | Total | 63
Source | Ref | Ops Test Num | Setting | Areas | Clinical context | Location | air ventilation | Distance from patients, m | Duration (air volume per sample, L) | Microbiology | SARS-CoV-2 Viral load, RNA copies/m3 | Viral culture, No./total No. (%) | Positivity, No./total No. (%) | Ventilation Mitigation Result | positivity | total | %
ICU patient environments
Liu et al | 9 Wuhan | 1 | ICU | ICU patient environments | Severe | IR | Negative pressure | ND | 5 h-7 d (1500-50 400 ) | ddPCR | 31 113 | NA | 2/3 (66) | FAIL | 2 | 3 | 66.67%
Faridi et al | 8 Iran | 2 | ICU | ICU patient environments | Severe | Multiple-bed room | Mechanical or Natural | 2-5 | 60 min (90) | RT-PCR; Ct, 38 | NA | NA | 0/9 | PASS | 0 | 9 | 0%
Guo et al | 11 Wuhan | 3 | ICU | ICU patient environments | Severe | IRs, bay room | 12 Air supplies; 16 air discharges/h | ND | 30 min (300) | RT-qPCR | Mean: 3.8 near air outlet; 1.4 near patients | NA | 13/32 (41); Ct, 35.7 and 44.4 | FAIL, possible surface contamination | 13 | 32 | 40.62%
Lei et al | 22 | 4 | ICU | ICU patient environments | Critical | Multiple-bed room | ND | 1 | 4 h (1260) | RT-qPCR | NA | NA | 0/1; Ct, 41.5 | Unknown | 0 | 1 | 0%
Li et al | 10 | 5 | ICU | ICU patient environments | Severe | Multiple-bed room; 3 beds | 12 Air supplies; 16 air discharges/h | 1-5 | 5 h (21 600) | RT-PCR; Ct, <37 and >40 | NA | NA | 0/9 | PASS | 0 | 9 | 0%
Zhou et al | 19 | 6 | ICU | ICU patient environments | ND | ND | Natural ventilation | 1-5 | 40 min (600-16000) | RT-qPCR; Ct, 39.5 | NP | NA | 0/5 | PASS | 0 | 5 | 0%
Razzini et al | 23 Milan, Italy | 7 | ICU | ICU patient environments | 2 Patients intubated, 1 patient not intubated | Multiple-bed room | Negative pressure | ND | 40 min (2000) | RT-PCR | Mean, 22.7 | NA | 12/12 (100) | FAIL | 12 | 12 | 100%
Ding et al | 18 | 8 | ICU | ICU patient environments | Mild | IRs | Negative pressure | 0.5 | 20-30 min (300-10000) | RT-PCR | NA | NA | 0/26 | PASS | 0 | 26 | 0%
Ahn et al | 27 | 9 | ICU | ICU patient environments | 3 Patients intubated | IRs | Negative pressure and 12 air changes/h | 1 | 20 min (250) | rRT-PCR; Ct, <35; viral culture | NA | NP | 0/3 | PASS | 0 | 3 | 0%
Kenarhoohi et al | 28 | 10 | ICU | ICU patient environments | 6 Critical | Multiple beds;10 patients | Natural | ≥2 | 180 min (2160) | RT-PCR; Ct, <40 | NA | NA | 0/6 | PASS | 0 | 6 | 0%
Jin et al | 29 | 11 | ICU | ICU patient environments | 1 Critical | IR | Negative pressure | 0.5 | 15 min (6000) | qRT-PCR; Ct, <40 | NA | NA | 1/1 (100) | FAIL | 1 | 1 | 100%
Tan et al | 25 Wuhan | 12 | ICU | ICU patient environments | 9 Severe or critical | Single room | Natural ventilation | 1 | 60 min (300) | RT-PCR | NA | NA | 1/10 (10) | PASS, possible surface contamination | 1 | 10 | 10%
Liu et al | 9 Wuhan | 13 | GW | Non-ICU patient environments | Severe | 4 Single and 1 multiple-bed room; 2 beds | Negative pressure | ND | 5 h (1500) | ddPCR | 0 | NA | 0/2 | PASS | 0 | 2 | 0%
Faridi et al | 8 Iran | 14 | GW | Non-ICU patient environments | Severe | Multiple-bed room; 2-9 beds | Mechanical or Natural | 2-5 | 60 min (90) | RT-PCR; Ct, 38 | NA | NA | 0/1 | PASS | 0 | 1 | 0%
Ong et al | 3 | 15 | GW | Non-ICU patient environments | Moderate or mild | IRs | 12 Air exchanges/h | <1 and 2-5 | 4 h (3600) | RT-PCR; Ct, 45 | ND | NA | 0/18 | PASS | 0 | 18 | 0%
Santarpia et al | 12 | 16 | IW | Non-ICU patient environments | Mild | IRs | Negative pressure | Bedside table or desk | 15 min (750) | RT-PCR; Ct, 45; viral culture | NA | 0/10 | 0/18 | PASS | 0 | 18 | 0%
Guo et al | 11 Wuhan | 17 | GW | Non-ICU patient environments | Mild | Single bay room | 8 Air supplies and 12 air discharges/h | Near patients, near air outlet | 30 min (300) | RT-qPCR 0.68 near air | outlet | NA | 2/16 (12.5) | PASS, possible surface contamination | 2 | 16 | 12.5%
Chia et al | 16 | 18 | GW | Non-ICU patient environments | Mild or asymptomatic | IRs | 12 Air changes/h | 1 and 2.1 | 4 h (840) | RT-PCR Mean (range), 1.3 | (0.916-2) | NA | 4/10 (40) | FAIL | 4 | 10 | 40%
Lei et al | 22 | 19 | IW | Non-ICU patient environments | Critical | ND | ND | 1 | 4 h (1260) | RT-qPCR | NA | NA | 1/1 (100); Ct,44.6 | Unknown | 1 | 1 | 100%
Cheng et al | 14 | 20 | IW | Non-ICU patient environments | Severe, mild, asymptomatic | IRs 12 Air changes/h, | shelter | 0.1 | 20 min (1000) | RT-PCR | 0 | NA | 0/6 | Unknown | 0 | 6 | 0%
Cheng et al | 21 Hong Kong | 21 | IW |  | ND | IRs | Negative pressure | 0.1 | 5 min (1000) | RT-PCR | 0 | NA | 0/8 | PASS | 0 | 8 | 0%
Zhou et al | 17 London | 22 | IW and GW | Non-ICU patient environments | ND | ND | ND | ND | ND (1000) | RT-qPCR; Ct, <40.4; viral culture | mean (range), 1.17 (0.16-7.04) | 0/12 | 6/12 (50) | Unknown | 6 | 12 | 50%
Li et al | 10 | 23 | IW | Non-ICU patient environments | Severe | Multiple-bed room; 3 beds | 8 Air supplies; 12 air discharges/h | 1-5 | 5 h (21 600) | RT-PCR; Ct, <37 and >40 | NA | NA | 0/18 | PASS | 0 | 18 | 0%
Wei et al | 15 | 24 | IW | Non-ICU patient environments | Mild or asymptomatic | IRs | 12 Air exchanges/h | 0.6 | 15 min (1500) | RT-PCR; Ct, <35 | NA | NA | 0/6 | PASS | 0 | 6 | 0%
Zhou et al | 19 | 25 | GW | Non-ICU patient environments | ND | IRs | Natural | 1-5 | 40 min (600-16 000) | RT-PCR; Ct, <39.5 | NA | NA | 0/16 | PASS | 0 | 16 | 0%
Santarpia et al | 13 | 26 | ND | Non-ICU patient environments | ND | IRs | ND | ND | 30 min (ND) | RT-qPCR; viral culture | 2.41 TCID50/cm3 of air | 3/18 (17) | 18/18 (100) | Unknown | 18 | 18 | 100%
Kim et al | 24 Korean | 27 | IW and GW | Non-ICU patient environments | 7 Mild and 1 asymptomatic | IRs; 5-bed room | IR with 15 air changes/h; IR without negative pressure; room without negative air pressure | 2 | 20 min (1000) | rRT-PCR; Ct, <35 | NA | NA | 0/32 | PASS | 0 | 32 | 0%
Tan et al | 25 Wuhan | 28 | IW | Non-ICU patient environments | 15 Mild | 3 Patients per room | Natural ventilation | 1 | 60 min (300) | RT-PCR | NA | NA | 1/2 (50) | FAIL | 1 | 2 | 50%
Binder et al | 26 | 29 | IW | Non-ICU patient environments | 4 Asymptomatic; 16 mild | Single rooms | 14 Air exchange/h | 1, 1.4, 2.2, and 3.2 | 240 min (840) | RT-PCR; viral culture | NA | 0/3 | 3/160 (1.9) | PASS, possible surface contamination | 3 | 160 | 1.875%
Kenarhoohi et al | 28 | 30 | Laboratory, radiology, internal medicine, emergency | Non-ICU patient environments | 5 Mild and 1 suspected case | Multiple rooms, 18-30 patients | Natural | ≥2 | 180 min (2160) | RT-PCR; Ct, <40 | NA | NA | 0/6 | PASS | 0 | 6 | 0%
Lednicky et al | 30 | 31 | IW | Non-ICU patient environments | 2 Patients with mild disease | IRs | 6 Air changes/h | 2-4.8 | 180 min (ND) | RT-PCR;viral culture | Mean (range), 46 (16-94); 2-74TCID50 U/L of air | 4/4 (100) | 4/4 (100) | FAIL | 4 | 4 | 100%
Liu et al | 9 Wuhan | 32 | Non-ICU | Toilet or bathroom | NA | Patient mobile toilet room | No ventilation | NA | 20 h (6000) | ddPCR | 1 | NA | 1/1 (100) | FAIL | 1 | 1 | 100%
Ong et al | 3 | 33 | GW | Toilet or bathroom | NA | IRs | ND | NA | 8 h (2400) | RT-PCR; Ct, 45 | NA | NA | 0/6 | Unknown | 0 | 6 | 0%
Lei et al | 22 | 34 | IW | Toilet or bathroom | NA | Patient bathroom | ND | NA | 4 h (1680) | RT-qPCR | NA | NA | 2/2 (100); Ct, 35.6, 35.5 | Unknown | 2 | 2 | 100%
Zhou et al | 17 London | 35 | Cohort ward | Toilet or bathroom | NA | Outside patient bay, in the ward | ND | NA | ND(1000) | RT-qPCR; Ct, <40.4; viral culture | 0.464 | 0/2 | 1/2 (50) | Unknown | 1 | 2 | 50%
Zhou et al | 19 | 36 | Fever clinic | Toilet or bathroom | NA | In the ward | Natural | NA | 40 (16 000) | RT-PCR; Ct, <39.5 | NA | NA | 0/3 | PASS | 0 | 3 | 0%
Ding et al | 18 | 37 | 4 ICU | Toilet or bathroom | NA | Patient bathroom | 4 With negative pressure | NA | 20-30 min (420-10000) | RT-PCR | NA | NA | 1/7 (14) | FAIL | 1 | 7 | 14.29%
Liu et al | 9 Wuhan | 38 | Non-ICU | Clinical areas | ND | Workstation | Natural | ND | 320-1200 min (1600-6000) | ddPCR | 0, 1, 1, 5, 9 | NA | 4/5 (80) | FAIL | 4 | 5 | 80%
Ong et al | 3 | 39 | ICU and non-ICU | Clinical areas | ND | Corridor, anteroom | NA | ND | 15 min (3000); 480 min (2400) | RT-PCR; Ct, 45 | NA | NA | 0/12 | Unknown | 0 | 12 | 0%
Santarpia et al | 12 | 40 | ND | Clinical areas | Mild | Floor adjacent to rooms | NA | >6 ft | 15 min (750) | RT-PCR; Ct, 45; viral culture | 2.58, 3.76 | 0/3 | 2/3 (66) | Unknown | 2 | 3 | 66.67%
Guo et al | 11 Wuhan | 41 | ICU, GW | Clinical areas | 1Severe, ND | Near office, pharmacy, nurse station, corridor, and buffer room | ND | ND | 30 min | (27 000-72 000) | RT-qPCR 0.54 | NA | 1/34 (3) | Unknown | 1 | 34 | 2.941%
Wu et al | 20 | 42 | 1 ICU | Clinical areas | Ward and various clinical rooms | ND | ND | ND | 30 min (ND) | RT-PCR; Ct, 43 | NA | NA | 0/69 | Unknown | 0 | 69 | 0%
Zhou et al | 17 London | 43 | ICU and non-ICU | Clinical areas | ND | Nurse station, ward, ambulatory waiting room, Resus bay, CPAP unit | ND | ND | ND(1000) | RT-qPCR; Ct, <40.4; viral culture | 0.404, 0.035, 1.922, 0.031 | 0/10 | 4/10 (40) | Unknown | 4 | 10 | 40%
Li et al | 10 | 44 | ICU and non-ICU | Clinical areas | Severe | Corridor, clinic, buffer room | 1 With negative pressure | ND | 250 min (21 600) | RT-PCR; Ct, <37 and >40 | NA | NA | 0/45 | PASS | 0 | 45 | 0%
Zhou et al | 19 | 45 | ND | Clinical areas | ND | Corridor and preroom | Natural | ND | 40 min (16 000) | RT-PCR; Ct, <39.5 | NA | NA | 0/18 | PASS | 0 | 18 | 0%
Razzini et al | 23 | 46 | ND | Clinical areas | ND | Corridor | ND | ND | 40 min (16 000) | RT-PCR | NA | NA | 8/8 (100); Ct, 31.1 | Unknown | 8 | 8 | 100%
Ding et al | 18 | 47 | IW | Clinical areas | 3Mild, ND for others | Ward, corridor, nurse station, and storage room | 3 Negative pressure, ND for others | ND | 20-30 (300-10 000) | RT-PCR | NA | NA | 1/12 (8); Ct, 37.8 | PASS, possible surface contamination | 1 | 12 | 8.333%
Kim et al | 24 Korean | 48 | IW and GW | Clinical areas | 7 Mild and 1 asymptomatic | 5 Anterooms, regardless of room type | ND | ND | 20 min (1000) | RT-PCR; Ct, <35 | NA | NA | 0/20 | Unknown | 0 | 20 | 0%
Kenarhoohi et al | 28 | 49 | ICU entrance | Clinical areas | NA | NA | Natural | NA | 180 min (2160) | RT-PCR; Ct, <40 | NA | NA | 0/1 | PASS | 0 | 1 | 0%
Liu et al | 9 Wuhan | 50 | ICU | Staff areas | NA | Changing, meeting, and dining rooms, warehouse | Natural and/or mechanical; small air purifier | NA | 300-1200 min | (1500-6000) | ddPCR Mean, 13.8 | NA | 10/13 (77) | FAIL | 10 | 13 | 76.92%
Santarpia et al | 12 | 51 | IW | Staff areas | NA | Personal air sample | NA | ND | NA | RT-PCR; Ct, 45 | Mean, 20.037 | NA | 4/4 (100) | Unknown | 4 | 4 | 100%
Guo et al | 11 Wuhan | 52 | ICU and GW | Staff areas | NA | Dressing rooms | NA | ND | 30 min(45 000-108 000) | RT-qPCR | NA | NA | 0/36 | Unknown | 0 | 36 | 0%
Santarpia et al | 13 | 53 | ND | Staff areas | NA | Staff and changing rooms | NA | ND | ND(1000) | RT-qPCR; Ct, <40.4; viral culture | 0.249 | 0/4 | 1/4 (25) | Unknown | 1 | 4 | 25%
Li et al | 10 | 54 | ICU and IW | Staff areas | NA | Conference room and clean zone | 2/3 With negative pressure | ND | 270-540 min (21 600-43 200) | RT-PCR; Ct, <37 and >40 | NA | NA | 0/45 | PASS | 0 | 45 | 0%
Zhou et al | 19 | 55 | ND | Staff areas | NA | Waste storage | Natural | ND | 40 min (16 000) | RT-PCR; Ct, <39.5 | NA | NA | 0/2 | PASS | 0 | 2 | 0%
Razzini et al | 23 Milan, Italy | 56 | ND | Staff areas | NA | Changing and locker rooms | NA | ND | 40 min(8000-14 000) | RT-PCR | ND | NA | 0/17 | Unknown | 0 | 17 | 0%
Jin et al | 29 | 57 | ICU | Staff areas | NA | Changing room | Negative pressure | Middle | 15 min (6000) | qRT-PCR; Ct, <40 | NA | NA | 0/1 | PASS | 0 | 1 | 0%
Liu et al | 9 Wuhan | 58 | NA | Public areas | NA | Pharmacy, hall, office, store, and supermarket | Mechanical, Natural, outdoor | NA | 300-1000 min (1500-5000) | ddPCR | 3, 7, 11, 3 | NA | 4/11 (36) | FAIL | 4 | 11 | 36.36%
Santarpia et al | 12 | 59 | NA | Public areas | NA | Hallway | ND | NA | ND(ND) | RT-PCR; Ct, 45; viral culture | 0.979-8.688 | 0/12 | 8/12 (67) | Unknown | 8 | 12 | 66.67%
Wu et al | 20 | 60 | NA | Public areas | NA | Public area | ND | NA | 30 min (ND) | RT-PCR; Ct, 43 | NA | NA | 0/6 | Unknown | 0 | 6 | 0%
Zhou et al | 17 London | 61 | NA | Public areas | NA | Main entrance, toilet entrance, and lift area | ND | NA | ND (1000) | RT-qPCR; Ct, <40.4; viral culture | 1.574, 1.545 | 0/3 | 2/3 (67) | Unknown | 2 | 3 | 66.67%
Li et al | 10 | 62 | NA | Public areas | NA | Public area | ND | NA | 270 min (21600) | RT-PCR; Ct, <37 and >40 | NA | NA | 0/9 | Unknown | 0 | 9 | 0%
Kenarhoohi et al | 28 | 63 | Hospital entrance | Public areas | NA | NA | Natural | NA | 180 min (2160) | RT-PCR; Ct, <40 | NA | NA | 0/1 | PASS | 0 | 1 | 0%
Abbreviations: CPAP, continuous positive airway pressure; Ct, cycle threshold; ddPCR, droplet-digital polymerase chain reaction; GW, general ward; ICU, intensive care unit; IR, isolation room; IW, isolation ward; NA, not applicable; ND not detailed; NP, not performed; RT-PCR, reverse transcription–polymerase chain reaction; RT-qPCR, quantitative reverse transcription–polymerase chain reaction; SARS-CoV-2, severe acute respiratory syndrome coronavirus 2.
REFERENCES
1. World Health Organisation. Transmission of SARS-CoV-2: implications for infection prevention precautions. Published online July 9, 2020. Accessed November 23, 2020. https://www.who.int/news-room/commentaries/ detail/transmission-of-sars-cov-2-implications-for-infection-prevention-precautions
2. Birgand G, Mutters NT, Otter JA, et al. Analysis of national and international guidelines on respiratory protection equipment for COVID-19 in healthcare settings.medRxiv. Preprint published online April 29, 2020. doi:10.1101/2020. 04.23.20077230
3. Ong SWX, Tan YK, Chia PY, et al. Air, surface environmental, and personal protective equipment contamination by severe acute respiratory syndrome coronavirus 2 (SARS-CoV-2) from a symptomatic patient. JAMA. 2020;323 (16):1610-1612. doi:10.1001/jama.2020.3227
4. Bourouiba L. Turbulent gas clouds and respiratory pathogen emissions: potential implications for reducing transmission of COVID-19. JAMA. 2020;323(18):1837-1838. doi:10.1001/jama.2020.4756
5. Seto WH. Airborne transmission and precautions: facts andmyths. J Hosp Infect. 2015;89(4):225-228. doi:10. 1016/j.jhin.2014.11.005
6. Morawska L, Tang JW, BahnflethW, et al. How can airborne transmission of COVID-19 indoors be minimised? Environ Int. 2020;142:105832. doi:10.1016/j.envint.2020.105832
7. Chagla Z, Hota S, Khan S, Mertz D; International Hospital and Community Epidemiology Group. Airborne transmission of COVID-19. Clin Infect Dis. 2020;ciaa1118. doi:10.1093/cid/ciaa1118
8. Faridi S, Niazi S, Sadeghi K, et al. A field indoor air measurement of SARS-CoV-2 in the patient rooms of the largest hospital in Iran. Sci Total Environ. 2020;725:138401. doi:10.1016/j.scitotenv.2020.138401
9. Liu Y, Ning Z, Chen Y, et al. Aerodynamic analysis of SARS-CoV-2 in twoWuhan hospitals. Nature. 2020;582 (7813):557-560. doi:10.1038/s41586-020-2271-3
10. Li YH, Fan YZ, Jiang L,Wang HB. Aerosol and environmental surface monitoring for SARS-CoV-2 RNA in a designated hospital for severe COVID-19 patients. Epidemiol Infect. 2020;148:e154. doi:10.1017/ S0950268820001570
11. Guo Z-D,Wang Z-Y, Zhang S-F, et al. Aerosol and surface distribution of severe acute respiratory syndrome coronavirus 2 in hospital wards,Wuhan, China, 2020. Emerg Infect Dis. 2020;26(7):1583-1591. doi:10.3201/ eid2607.200885
12. Santarpia JL, Rivera DN, Herrera V, et al. Aerosol and surface transmission potential of SARS-CoV-2. medRxiv. Preprint published online June 3, 2020. doi:10.1101/2020.03.23.20039446
13. Santarpia JL, Herrera VL, Rivera DN, et al. The infectious nature of patient-generated SARS-CoV-2 aerosol. medRxiv. Preprint published online July 21, 2020. doi:10.1101/2020.07.13.20041632
14. Cheng VC-C,Wong S-C, Chan VW-M, et al. Air and environmental sampling for SARS-CoV-2 around hospitalized patients with coronavirus disease 2019 (COVID-19). Infect Control Hosp Epidemiol. 2020;41(11):1258-1265. doi:10. 1017/ice.2020.282
15. Wei L, Lin J, Duan X, et al. Asymptomatic COVID-19 patients can contaminate their surroundings: an environment sampling study. mSphere. 2020;5(3):e00442-20. doi:10.1128/mSphere.00442-20
16. Chia PY, Coleman KK, Tan YK, et al. Detection of air and surface contamination by SARS-CoV-2 in hospital rooms of infected patients. Nature Communications. 2020;11:2800. doi:10.1038/s41467-020-16670-2
17. Zhou J, Otter JA, Price JR, et al. Investigating SARS-CoV-2 surface and air contamination in an acute healthcare setting during the peak of the COVID-19 pandemic in London. Clin Infect Dis. 2020;ciaa905. doi:10.1093/cid/ ciaa905
18. Ding Z, Qian H, Xu B, et al. Toilets dominate environmental detection of SARS-CoV-2 virus in a hospital. medRxiv. Preprint published online April 7, 2020. doi:10.1101/2020.04.03.20052175
19. Zhou L, YaoM, Zhang X, et al. Detection of SARS-CoV-2 in exhaled breath from COVID-19 patients ready for hospital discharge. medRxiv. Preprint published online June 2, 2020. doi:10.1101/2020.05.31.20115196
20. Wu S,Wang Y, Jin X, Tian J, Liu J, Mao Y. Environmental contamination by SARS-CoV-2 in a designated hospital for coronavirus disease 2019. Am J Infect Control. 2020;48(8):910-914. doi:10.1016/j.ajic.2020.05.003
21. Cheng VCC,Wong S-C, Chen JHK, et al. Escalating infection control response to the rapidly evolving epidemiology of the coronavirus disease 2019 (COVID-19) due to SARS-CoV-2 in Hong Kong. Infect Control Hosp Epidemiol. 2020;41(5):493-498. doi:10.1017/ice.2020.58
22. Lei H, Ye F, Liu X, et al. SARS-CoV-2 environmental contamination associated with persistently infected COVID-19 patients. Influenza Other Respir Viruses. 2020;14(6):688-699. doi:10.1111/irv.12783
23. Razzini K, Castrica M, Menchetti L, et al. SARS-CoV-2 RNA detection in the air and on surfaces in the COVID-19 ward of a hospital in Milan, Italy. Sci Total Environ. 2020;742:140540. doi:10.1016/j.scitotenv.2020.140540
24. Kim UJ, Lee SY, Lee JY, et al. Air and environmental contamination caused by COVID-19 patients: a multi-center study. J Korean Med Sci. 2020;35(37):e332. doi:10.3346/jkms.2020.35.e332
25. Tan L, Ma B, Lai X, et al. Air and surface contamination by SARS-CoV-2 virus in a tertiary hospital inWuhan, China. Int J Infect Dis. 2020;99:3-7. doi:10.1016/j.ijid.2020.07.027
26. Binder RA, Alarja NA, Robie ER, et al. Environmental and aerosolized severe acute respiratory syndrome coronavirus 2 among hospitalized coronavirus disease 2019 patients. J Infect Dis. 2020;222(11):1798-1806. doi:10. 1093/infdis/jiaa575
27. Ahn JY, An S, Sohn Y, et al. Environmental contamination in the isolation rooms of COVID-19 patients with severe pneumonia requiring mechanical ventilation or high-flow oxygen therapy. J Hosp Infect. 2020;106(3): 570-576. doi:10.1016/j.jhin.2020.08.014
28. Kenarkoohi A, Noorimotlagh Z, Falahi S, et al. Hospital indoor air quality monitoring for the detection of SARSCoV- 2 (COVID-19) virus. Sci Total Environ. 2020;748:141324. doi:10.1016/j.scitotenv.2020.141324
29. Jin T, Li J, Yang J, et al. SARS-CoV-2 presented in the air of an intensive care unit (ICU). Sustain Cities Soc. 2020;102446. doi:10.1016/j.scs.2020.102446
30. Lednicky JA, Lauzardo M, Fan ZH, et al. Viable SARS-CoV-2 in the air of a hospital room with COVID-19 patients. Int J Infect Dis. 2020;100:476-482. doi:10.1016/j.ijid.2020.09.025
31. Lui RN,Wong SH, Sánchez-Luna SA, et al. Overview of guidance for endoscopy during the coronavirus disease 2019 pandemic. J Gastroenterol Hepatol. 2020;35(5):749-759. doi:10.1111/jgh.15053
32. Liu Y, Yan L-M,Wan L, et al. Viral dynamics in mild and severe cases of COVID-19. Lancet Infect Dis. 2020;20 (6):656-657. doi:10.1016/S1473-3099(20)30232-2
33. Wölfel R, Corman VM, GuggemosW, et al. Virological assessment of hospitalized patients with COVID-2019. Nature. 2020;581(7809):465-469. doi:10.1038/s41586-020-2196-x
34. Tang S, Mao Y, Jones RM, et al. Aerosol transmission of SARS-CoV-2? evidence, prevention and control. Environ Int. 2020;144:106039. doi:10.1016/j.envint.2020.106039
35. Singanayagam A, Patel M, Charlett A, et al. Duration of infectiousness and correlation with RT-PCR cycle threshold values in cases of COVID-19, England, January toMay 2020. Euro Surveill. 2020;25(32). doi:10.2807/ 1560-7917.ES.2020.25.32.2001483
36. Verreault D, Moineau S, Duchaine C. Methods for sampling of airborne viruses. Microbiol Mol Biol Rev. 2008; 72(3):413-444. doi:10.1128/MMBR.00002-08
37. WangW, Xu Y, Gao R, et al. Detection of SARS-CoV-2 in different types of clinical specimens. JAMA. 2020;323 (18):1843-1844. doi:10.1001/jama.2020.3786
38. Wu Y, Guo C, Tang L, et al. Prolonged presence of SARS-CoV-2 viral RNA in faecal samples. Lancet Gastroenterol Hepatol. 2020;5(5):434-435. doi:10.1016/S2468-1253(20)30083-2
39. Roy CJ, Milton DK. Airborne transmission of communicable infection—the elusive pathway. N Engl J Med. 2004;350(17):1710-1712. doi:10.1056/NEJMp048051
40. Booth TF, Kournikakis B, Bastien N, et al. Detection of airborne severe acute respiratory syndrome (SARS) coronavirus and environmental contamination in SARS outbreak units. J Infect Dis. 2005;191(9):1472-1477. doi:10. 1086/429634
41. Shiu EYC, Leung NHL, Cowling BJ. Controversy around airborne versus droplet transmission of respiratory viruses: implication for infection prevention. Curr Opin Infect Dis. 2019;32(4):372-379. doi:10.1097/QCO. 0000000000000563
42. Temkin E; HealthcareWorker COVID-19 SurveillanceWorking Group. Extremely low prevalence of asymptomatic COVID-19 among healthcare workers caring for COVID-19 patients in Israeli hospitals: a crosssectional study. Clin Microbiol Infect. 2020;S1198-743X(20)30593-0. doi:10.1016/j.cmi.2020.09.040
43. Seto WH, Tsang D, Yung RWH, et al; Advisors of Expert SARS group of Hospital Authority. Effectiveness of precautions against droplets and contact in prevention of nosocomial transmission of severe acute respiratory syndrome (SARS). Lancet. 2003;361(9368):1519-1520. doi:10.1016/S0140-6736(03)1
Ref | Ops Test Num | Setting | Areas | Clinical Context | Location | Air Ventilation | Ventilation Mitigation Result | Positivity | Total | Positivity
%
9 Wuhan | 1 | ICU | ICU patient environments | Severe | IR | Negative pressure | FAIL | 2 | 3 | 67%
8 Iran | 2 | ICU | ICU patient environments | Severe | Multiple-bed room | Mechanical or Natural | PASS | 0 | 9 | 0%
11 Wuhan | 3 | ICU | ICU patient environments | Severe | IRs, bay room | 12 Air supplies; 16 air discharges/h | FAIL, possible surface contamination | 13 | 32 | 41%
22 | 4 | ICU | ICU patient environments | Critical | Multiple-bed room | ND | Unknown | 0 | 1 | 0%
10 | 5 | ICU | ICU patient environments | Severe | Multiple-bed room; 3 beds | 12 Air supplies; 16 air discharges/h | PASS | 0 | 9 | 0%
19 | 6 | ICU | ICU patient environments | ND | ND | Natural ventilation | PASS | 0 | 5 | 0%
23 Milan, Italy | 7 | ICU | ICU patient environments | 2 Patients intubated, 1 patient not intubated | Multiple-bed room | Negative pressure | FAIL | 12 | 12 | 100%
18 | 8 | ICU | ICU patient environments | Mild | IRs | Negative pressure | PASS | 0 | 26 | 0%
27 | 9 | ICU | ICU patient environments | 3 Patients intubated | IRs | Negative pressure and 12 air changes/h | PASS | 0 | 3 | 0%
28 | 10 | ICU | ICU patient environments | 6 Critical | Multiple beds;10 patients | Natural | PASS | 0 | 6 | 0%
29 | 11 | ICU | ICU patient environments | 1 Critical | IR | Negative pressure | FAIL | 1 | 1 | 100%
25 Wuhan | 12 | ICU | ICU patient environments | 9 Severe or critical | Single room | Natural ventilation | Partial PASS, possible surface contamination | 1 | 10 | 10%
9 Wuhan | 13 | GW | Non-ICU patient environments | Severe | 4 Single and 1 multiple-bed room; 2 beds | Negative pressure | PASS | 0 | 2 | 0%
8 Iran | 14 | GW | Non-ICU patient environments | Severe | Multiple-bed room; 2-9 beds | Mechanical or Natural | PASS | 0 | 1 | 0%
3 | 15 | GW | Non-ICU patient environments | Moderate or mild | IRs | 12 Air exchanges/h | PASS | 0 | 18 | 0%
12 | 16 | IW | Non-ICU patient environments | Mild | IRs | Negative pressure | PASS | 0 | 18 | 0%
11 Wuhan | 17 | GW | Non-ICU patient environments | Mild | Single bay room | 8 Air supplies and 12 air discharges/h | Partial PASS, possible surface contamination | 2 | 16 | 13%
16 | 18 | GW | Non-ICU patient environments | Mild or asymptomatic | IRs | 12 Air changes/h | FAIL | 4 | 10 | 40%
22 | 19 | IW | Non-ICU patient environments | Critical | ND | ND | Unknown | 1 | 1 | 100%
14 | 20 | IW | Non-ICU patient environments | Severe, mild, asymptomatic | IRs 12 Air changes/h, | shelter | Unknown | 0 | 6 | 0%
21 Hong Kong | 21 | IW | Non-ICU patient environments | ND | IRs | Negative pressure | PASS | 0 | 8 | 0%
17 London | 22 | IW and GW | Non-ICU patient environments | ND | ND | ND | Unknown | 6 | 12 | 50%
10 | 23 | IW | Non-ICU patient environments | Severe | Multiple-bed room; 3 beds | 8 Air supplies; 12 air discharges/h | PASS | 0 | 18 | 0%
15 | 24 | IW | Non-ICU patient environments | Mild or asymptomatic | IRs | 12 Air exchanges/h | PASS | 0 | 6 | 0%
19 | 25 | GW | Non-ICU patient environments | ND | IRs | Natural | PASS | 0 | 16 | 0%
13 | 26 | ND | Non-ICU patient environments | ND | IRs | ND | Unknown | 18 | 18 | 100%
24 Korean | 27 | IW and GW | Non-ICU patient environments | 7 Mild and 1 asymptomatic | IRs; 5-bed room | IR with 15 air changes/h; IR without negative pressure; room without negative air pressure | PASS | 0 | 32 | 0%
25 Wuhan | 28 | IW | Non-ICU patient environments | 15 Mild | 3 Patients per room | Natural ventilation | FAIL | 1 | 2 | 50%
26 | 29 | IW | Non-ICU patient environments | 4 Asymptomatic; 16 mild | Single rooms | 14 Air exchange/h | PASS, possible surface contamination | 3 | 160 | 2%
28 | 30 | Laboratory, radiology, internal medicine, emergency | Non-ICU patient environments | 5 Mild and 1 suspected case | Multiple rooms, 18-30 patients | Natural | PASS | 0 | 6 | 0%
30 | 31 | IW | Non-ICU patient environments | 2 Patients with mild disease | IRs | 6 Air changes/h | FAIL | 4 | 4 | 100%
9 Wuhan | 32 | Non-ICU | Toilet or bathroom | NA | Patient mobile toilet room | No ventilation | FAIL | 1 | 1 | 100%
3 | 33 | GW | Toilet or bathroom | NA | IRs | ND | Unknown | 0 | 6 | 0%
22 | 34 | IW | Toilet or bathroom | NA | Patient bathroom | ND | Unknown | 2 | 2 | 100%
17 London | 35 | Cohort ward | Toilet or bathroom | NA | Outside patient bay, in the ward | ND | Unknown | 1 | 2 | 50%
19 | 36 | Fever clinic | Toilet or bathroom | NA | In the ward | Natural | PASS | 0 | 3 | 0%
18 | 37 | 4 ICU | Toilet or bathroom | NA | Patient bathroom | 4 With negative pressure | FAIL | 1 | 7 | 14%
9 Wuhan | 38 | Non-ICU | Clinical areas | ND | Workstation | Natural | FAIL | 4 | 5 | 80%
3 | 39 | ICU and non-ICU | Clinical areas | ND | Corridor, anteroom | NA | Unknown | 0 | 12 | 0%
12 | 40 | ND | Clinical areas | Mild | Floor adjacent to rooms | NA | Unknown | 2 | 3 | 67%
11 Wuhan | 41 | ICU, GW | Clinical areas | 1Severe, ND | Near office, pharmacy, nurse station, corridor, and buffer room | ND | Unknown | 1 | 34 | 3%
20 | 42 | 1 ICU | Clinical areas | Ward and various clinical rooms | ND | ND | Unknown | 0 | 69 | 0%
17 London | 43 | ICU and non-ICU | Clinical areas | ND | Nurse station, ward, ambulatory waiting room, Resus bay, CPAP unit | ND | Unknown | 4 | 10 | 40%
10 | 44 | ICU and non-ICU | Clinical areas | Severe | Corridor, clinic, buffer room | 1 With negative pressure | PASS | 0 | 45 | 0%
19 | 45 | ND | Clinical areas | ND | Corridor and preroom | Natural | PASS | 0 | 18 | 0%
23 | 46 | ND | Clinical areas | ND | Corridor | ND | Unknown | 8 | 8 | 100%
18 | 47 | IW | Clinical areas | 3Mild, ND for others | Ward, corridor, nurse station, and storage room | 3 Negative pressure, ND for others | Partial PASS, possible surface contamination | 1 | 12 | 8%
24 Korean | 48 | IW and GW | Clinical areas | 7 Mild and 1 asymptomatic | 5 Anterooms, regardless of room type | ND | Unknown | 0 | 20 | 0%
28 | 49 | ICU entrance | Clinical areas | NA | NA | Natural | PASS | 0 | 1 | 0%
9 Wuhan | 50 | ICU | Staff areas | NA | Changing, meeting, and dining rooms, warehouse | Natural and/or mechanical; small air purifier | FAIL | 10 | 13 | 77%
12 | 51 | IW | Staff areas | NA | Personal air sample | NA | Unknown | 4 | 4 | 100%
11 Wuhan | 52 | ICU and GW | Staff areas | NA | Dressing rooms | NA | Unknown | 0 | 36 | 0%
13 | 53 | ND | Staff areas | NA | Staff and changing rooms | NA | Unknown | 1 | 4 | 25%
10 | 54 | ICU and IW | Staff areas | NA | Conference room and clean zone | 2/3 With negative pressure | PASS | 0 | 45 | 0%
19 | 55 | ND | Staff areas | NA | Waste storage | Natural | PASS | 0 | 2 | 0%
23 Milan, Italy | 56 | ND | Staff areas | NA | Changing and locker rooms | NA | Unknown | 0 | 17 | 0%
29 | 57 | ICU | Staff areas | NA | Changing room | Negative pressure | PASS | 0 | 1 | 0%
9 Wuhan | 58 | NA | Public areas | NA | Pharmacy, hall, office, store, and supermarket | Mechanical, Natural, outdoor | FAIL | 4 | 11 | 36%
12 | 59 | NA | Public areas | NA | Hallway | ND | Unknown | 8 | 12 | 67%
20 | 60 | NA | Public areas | NA | Public area | ND | Unknown | 0 | 6 | 0%
17 London | 61 | NA | Public areas | NA | Main entrance, toilet entrance, and lift area | ND | Unknown | 2 | 3 | 67%
10 | 62 | NA | Public areas | NA | Public area | ND | Unknown | 0 | 9 | 0%
28 | 63 | Hospital entrance | Public areas | NA | NA | Natural | PASS | 0 | 1 | 0%

## Airlines
Airline Ventilation and Masks
Airline analysis probability of infection
Scenario | ACH | Pv (ventilation) | distance from infected seat (feet) | Pvd (ventilation & distance | Pvdi (ventilation & distance & 1 in 10 planes with infected passenger) | passengers before 1 infection happens | System avl
with masks distant seat | 20 | 0.3125% | 30 | 0.0003472% | 3.472e-05% | 2880000 | 1
without masks distant seat | 20 | 5% | 30 | 0.005556% | 0.0005556% | 180000 | 0.99999
with masks adjacent seat | 20 | 0.3125% | 1 | 0.3125% | 0.03125% | 3200 | 0.99969
without masks adjacent seat | 20 | 5% | 1 | 5% | 0.5% | 200 | 0.995

## Vol Ratios
Building / Occupancy Volume Ratios
| Length | Width | Height | Volume | Height Reduction | Reduced Volume | Volume Ratio | Equivalent Mitigation ACH
Small Indoor Space | 30 | 30 | 10 | 9000 | 6 | 3600 | 2.5 | 24
Large Indoor Space | 100 | 100 | 40 | 400000 | 6 | 340000 | 1.1765 | 11.2941
Boardwalk Hall | 456 | 310 | 137 | 19366320 | 6 | 18518160 | 1.0458 | 10.0397

## Booster
Table 7. Frequency of Solicited Local Reactions by Severity, Within 7 Days After Dose 2 Compared to After Booster Dose of BNT162b2 30 µg Among Participants in Phase 1/2/3 Study C4591001
Solicited Local Reactions | Dose 1 16-55 Years Blinded Phase 2/3 N=2899a n (%) | Dose 2 16-55 Years Blinded Phase 2/3 N=2682a n (%) | Booster 18-55 Years Phase 2/3 N=289b n (%) | Booster 65-85 Years Phase 1 N=12c n (%)
Injection Site Pain
Any | 2426 (83.7) | 2101 (78.3) | 240 (83.0) | 8 (66.7)
Mildd | 1464 (50.5) | 1274 (47.5) | 174 (60.2) | 8 (66.7)
Moderate | 923 (31.8) | 788 (29.4) | 65 (22.5) | 0 (0.0)
Severe | 39 (1.3) | 39 (1.5) | 1 (0.3) | 0 (0.0)
Swelling
Any (>2.0 cm) | 184 (6.3) | 183 (6.8) | 23 (8.0) | 0 (0.0)
Milde | 124 (4.3) | 110 (4.1) | 13 (4.5) | 0 (0.0)
Moderate | 54 (1.9) | 66 (2.5) | 9 (3.1) | 0 (0.0)
Severe | 6 (0.2) | 7 (0.3) | 1 (0.3) | 0 (0.0)
Redness
Any (>2.0 cm) | 156 (5.4) | 151 (5.6) | 17 (5.9) | 0 (0.0)
Milde | 113 (3.9) | 90 (3.4) | 10 (3.5) | 0 (0.0)
Moderate | 36 (1.2) | 50 (1.9) | 7 (2.4) | 0 (0.0)
Severe 7 (0.2) |  | 11 (0.4) | 0 (0.0) | 0 (0.0)
Table 8. Frequency of Solicited Systemic Reactions, by Severity, Within 7 Days After Dose 2 Compared to After Booster Dose of BNT162b2 30 µg Among Participants in Phase 1/2/3 Study
Solicited Systemic Reactions | Dose 1 16-55 Years Blinded Phase 2/3 N=2899a n (%) | Dose 2 16-55 Years Blinded Phase 2/3 N=2682a n (%) | Booster 18-55 Years Phase 2/3 N=289b n (%) | Booster 65-85 Years Phase 1 N=12c n (%)
Fatigue
Any | 1431 (49.4) | 1649 (61.5) | 185 (63.8) | 5 (41.7)
Milda | 760 (26.2) | 558 (20.8) | 69 (23.8) | 2 (16.7)
Moderate | 630 (21.7) | 949 (35.4) | 103 (35.5) | 3 (25.0)
Severe | 41 (1.4) | 142 (5.3) | 13 (4.5) | 0 (0.0)
Headache
Any | 1262 (43.5) | 1448 (54.0) | 140 (48.4) | 5 (41.7)
Milda | 785 (27.1) | 699 (26.1) | 83 (28.7) | 4 (33.3)
Moderate | 444 (15.3) | 469 (17.5) | 54(18.7) | 1 (8.3)
Severe | 33 (1.1) | 91 (3.4) | 3 (1.0) | 0 (0.0)
New/worsened muscle pain Any
| 664 (22.9) | 1055 (39.3) | 113 (39.1) | 4 (33.3)
Milda | 353 (12.2) | 441 (16.4) | 52 (18.0) | 2 (16.7)
Moderate | 296 (10.2) | 552 (20.6) | 57 (19.7) | 2 (16.7)
Severe | 15 (0.5) | 62 (2.3) | 4 (1.4) | 0 (0.0)
Chills
Any | 479 (16.5) | 1015 (37.8) | 84 (29.1) | 2 (16.7)
Milda | 338 (11.7) | 477 (17.8) | 37 (12.8) | 0 (0.0)
Moderate | 126 (4.3) | 469 (17.5) | 44 (15.2) | 2 (16.7)
Severe | 15 (0.5) | 69 (2.6) | 3 (1.0) | 0 (0.0)
New/worsened joint pain
Any | 342 (11.8) | 638 (23.8) | 73 (25.3) | 2 (16.7)
Milda | 200 (6.9) | 291 (10.9) | 36 (12.5) | 0 (0.0)
Moderate | 137 (4.7) | 320 (11.9) | 36 (12.5) | 2 (16.7)
Severe | 5 (0.2) | 27 (1.0) | 1 (0.3) | 0 (0.0)
Diarrhea
Any | 309 (10.7) | 269 (10.0) | 25 (8.7) | 0 (0.0)
Mildb | 251 (8.7) | 219 (8.2) | 21 (7.3)
Moderate | 55 (1.9) | 44 (1.6) | 4 (1.4)
Severe | 3 (0.1) | 6 (0.2) | 0
Vomiting | 34 (1.2) | 58 (2.2) | 5 (1.7) | 0 (0.0)
Mildc | 29 (1.0) | 42 (1.6) | 5 (1.7)
Moderate | 5 (0.2) | 12 (0.4) | 0 (0.0)
Severe | 0 (0.0) | 4 (0.1) | 0 (0.0)
Fever
≥38.0°C | 119 (4.1) | 440 (16.4) | 25 (8.7) | 0 (0.0)
≥38.0 to 38.4°C | 86 (3.0) | 254 (9.5) | 12 (4.2)
>38.4 to 38.9°C | 25 (0.9) | 146 (5.4) | 12 (4.2)
>38.9 to 40.0°C | 8 (0.3) | 39 (1.5) | 1 (0.3)
>40.0°C | 0 (0.0) | 1 (0.0) | 0 (0.0)
Antipyretic or pain medication used | 805 (27.8) | 1213 (45.2) | 135 (46.7) | 4(33.3)

## HEPA
HEPA Room Sanitzers
Product | CFM Pre Filter | CFM Post Filter | Class room cu-ft | ACH | CADR | Watts Max | dB High | dB Med | dB Low | Weight Lbs | Size Inches | Cost | Notes | Comment
Amaircare 3000 HEPA Air Purifier | - | 265 | 9000 | 1.7667 | - | 84 | 57.3 | 42.9 | 32.8 | 28 | 23 H x 16 W | 719 | 1
Rabbit Air - Minus A2 SPA-780A - Ultra Quiet HEPA Air Purifier | - | 218 | 9000 | 1.4533 | - | 61 | 51.3 | - | 25.6 | 19.4 | 20.25 H x 21.4 W x 7 D | 599 | 1
Austin Air Bedroom Machine HEPA & Carbon Filter Air Purifier | 400 | 250 | 9000 | 1.6667 | - | 135 | 66 | - | 50 | 45 | 23 H x 14.5 W x 14.5 D | 994 | 1
Airpura R600 R614 All Purpose | 560 | 412 | 9000 | 2.7467 | - | 120 | 62.3 | 45.2 | 28.1 | 18+ | 23 H x 15 W | 699 | 1 | Highest CFM in industry claim
Medify MA-112 V2.0 | - | - |  |  | 560 | 95 | 70 | - | - | 33.5 | 28.3 H x 15.7 W x 15.4 D | 597 | 2 | Clean Air Delivery Rate (CADR) 950 cu-m/h = 559 cu-ft/min
Blueair Classic 605 | - | - |  |  | 500 | 100 | 62 | - | 32 | 31 | 13 x 20 x 26 | 874 | 2 | Certified clean air delivery rate (CADR) of 500 cubic feet per minute with a superior
Coway Airmega 400 | - | 416 | 9000 | 2.7733 | - | 64 | 43.2 | - | - | 24.7 | 14.8 x 14.8 x 22.8 | 569 | 2 | Unable to verify 416 CFM stated in reference
- | - | - |  |  | - | - | - | - | - | - | - | - | 3 | Unable to locate CFM specs for the recommended products.
XPOWER AP-2000 Portable HEPA Air Filtration System |  | 2000 | 9000 | 13.3333 | - | 1037 | 98 | - | 85 | 112 | 32 H x 29 W | 1099 | 4 | Too loud for classroom
[1] https://www.usairpurifiers.com/blog/quiet-hepa-air-purifiers-5-low-noise-models
[2] https://reviewsofairpurifiers.com/best-air-purifier-for-classroom/
[3] https://airpurifiers.com/clean-air-for-schools
[4]
https://en.wikipedia.org/wiki/Clean_air_delivery_rate
Clear Air Delivery Rate (CADR) is the CFM of air in a 1,008-cubic-foot (28.5 m3) room that has had all the particles of a given size distribution removed from the air, over and above the rate at which the particles are naturally falling out of the air. Different filters have different abilities to remove different particle distributions, so three CADR's for a given device are typically measured: smoke, pollen, and dust.

## PCO Ionizers
School Unit Ventilators | this is rthe baseline to compare PCO / Ionizers
https://www.trane.com/Commercial/Uploads/Pdf/1092/uvprc003en.pdf
Description | Size | Size | Size | Size | Vendor |  |  | Level | State | AUC | Window Time
Unit Size (CFM) | 750 | 1000 | 1250 | 1500 | Trane |  |  | 6 | Green | 120 | 30 sec
Unit Length w/o end covers (inches) | 69 | 81 | 93 | 105 | Trane |  |  | 5 | Green | 50 | 1.2 min
Unit Length w/o end covers (ft) | 5.75 | 6.75 | 7.75 | 8.75 |  |  |  | 4 | Yellow | 24 | 2.5 min
Unit Depth - Standard (inches) | 16.625 | 16.625 | 16.625 | 16.625 | Trane |  |  | 3 | Yellow | 10 | 6 min
Unit Depth - with false back (inches) | 21.25 | 21.25 | 21.25 | 21.25 | Trane |  |  | 2 | Orange | 4 | 15 min
Unit Height - Standard (inches) | 30 | 30 | 30 | 30 | Trane |  |  | 1 | Red | 1 | 1 hr
Shipping Weight (Lbs.) | 320 | 405 | 450 | 470 | Trane |  |  | 0 | Red | 0 | full time
System Approach | size | qty | cu-ft | ACH | CML | Req Feet
A | 1500 | 1 | 9000 | 10 | 3 | 8.75
B | 1500 | 2 | 9000 | 20 | 3 | 17.5
C | 1500 | 3 | 9000 | 30 | 4 | 26.25
PCO / Ionizers performance needs to be translated to ACH
Links see below
Note: Test data may be flawed because Ion rate may have been 13X higher than product. This is an unsubstantiated claim as of August 2021.
Test Data Analysis | Virus Load | Injection Time min | 99% Kill Time min | Virus Load at Sample Time | Killed Virus Level | Ions Needed to Kill 1 Virus | Ions Produced | Ions / Min | Room cu-ft | Ions / Min per cu-ft | Number of Ions / Min per cu-ft Needed to Kill 99% of Virus | epAUC | Comment
Product C: ActivePure Medical Guardian | 50000000 | 15 | 3 | 10000000 | 9900000 | 1 | 9900000 | 3300000 | 9000 | 366.6667 | 367 | 19.9818 | There is no data to determine the number of ions / min per cu-ft needed to prevent infection
Product C: ActivePure Medical Guardian | 50000000 | 15 | 3 | 10000000 | 9900000 | 1 | 9900000 | 3300000 | 9000 | 366.6667 | 500 | 14.6667 | There is no data to determine the number of ions / min per cu-ft needed to prevent infection
Product C: ActivePure Medical Guardian | 50000000 | 15 | 3 | 10000000 | 9900000 | 1 | 9900000 | 3300000 | 9000 | 366.6667 | 1000 | 7.3333 | There is no data to determine the number of ions / min per cu-ft needed to prevent infection
Product C: ActivePure Medical Guardian | 50000000 | 15 | 3 | 10000000 | 9900000 | 1 | 9900000 | 3300000 | 9000 | 366.6667 | 2000 | 3.6667 | There is no data to determine the number of ions / min per cu-ft needed to prevent infection
Product C: ActivePure Medical Guardian | 50000000 | 15 | 3 | 10000000 | 9900000 | 1 | 9900000 | 3300000 | 9000 | 366.6667 | 3000 | 2.4444 | There is no data to determine the number of ions / min per cu-ft needed to prevent infection
Adjust epAUC from test chamber to real world room size | Test Chamber Size cu-ft | 99% Kill Time Min | epAUC in Test Chamber | Room cu-ft | Test Chamber / Room Factor | epAUC in Room | Test Virus Load | Comment
Product C: ActivePure Medical Guardian | 5.3 | 3 | 20 | 9000 | 0.00058889 | 0.011778 | 10000000 | virus load is massive compared to real world scenario, can the result change if the virus load is reduced
Adjust epAUC from test virus load to real world viral load | Test Chamber Size cu-ft | 99% Kill Time Min | epAUC in Test Chamber | Room cu-ft | Test Chamber / Room Factor | Room epAUC | Test Virus Load | Real World Virus Load in 3 Min | Virus Load Adjustment Factor | Ions That Find and Kill Virus % | epAUC With Virus Load Adjustment Factor | Comment
Product C: ActivePure Medical Guardian | 5.3 | 3 | 20 | 9000 | 0.00058889 | 0.011778 | 10000000 | 3000 | 3333.3333 | 100% | 39.2593 | this assumes the ions can uniformly fill the space and attract all the airborne virus
Product C: ActivePure Medical Guardian | 5.3 | 3 | 20 | 9000 | 0.00058889 | 0.011778 | 10000000 | 6000 | 1666.6667 | 100% | 19.6296 | this assumes the ions can uniformly fill the space and attract all the airborne virus
Product C: ActivePure Medical Guardian | 5.3 | 3 | 20 | 9000 | 0.00058889 | 0.011778 | 10000000 | 3000 | 3333.3333 | 50% | 19.6296 | This suggest the ion virus collision probability is 50%
Product C: ActivePure Medical Guardian | 5.3 | 3 | 20 | 9000 | 0.00058889 | 0.011778 | 10000000 | 6000 | 1666.6667 | 50% | 9.8148
Product C: ActivePure Medical Guardian | 5.3 | 3 | 20 | 9000 | 0.00058889 | 0.011778 | 10000000 | 3000 | 3333.3333 | 10% | 3.9259
Product C: ActivePure Medical Guardian | 5.3 | 3 | 20 | 9000 | 0.00058889 | 0.011778 | 10000000 | 6000 | 1666.6667 | 10% | 1.963
Test Data Analysis | Room Size cu-ft | Time min | Virus Load Control | Virus Remaining Avg | Virus Destruction % | Virus Load | epAUC | Comment | A/B cu-ft | A/B Virus Load
Product A: MDU/Rx | 1280 | 20 | 23700000 | 243000 | 98.97% | 23700000 | 3 |  | 1 | 21.9444
Product B: GPS FC48-AC 10K ions/cu-cm | 1280 | 15 | 4680000 | 3980000 | 14.96% | 4680000 | na | too many remaining viruses
Product B: GPS FC48-AC 10K ions/cu-cm | 1280 | 45 | 2480000 | 684000 | 72.42% | 2480000 | na | too many remaining viruses
Product B: GPS FC48-AC 10K ions/cu-cm | 1280 | 60 | 1080000 | 98600 | 90.87% | 1080000 | 1
Product B: GPS FC48-AC 18K ions/cu-cm | 1280 | 15 | 5120000 | 3560000 | 30.47% | 5120000 | na | too many remaining viruses
Product B: GPS FC48-AC 18K ions/cu-cm | 1280 | 45 | 2460000 | 514000 | 79.11% | 2460000 | na | too many remaining viruses
Product B: GPS FC48-AC 18K ions/cu-cm | 1280 | 60 | 1120000 | 18600 | 98.34% | 1120000 | 1
Product C: ActivePure Medical Guardian | 5.3 | 3 | 10000000 | 100000 | 99% | 10000000 | 20 |  | 241.5094 | 2.37
Adjust epAUC from test chamber to real world room size | Test Chamber Size cu-ft | 99% Kill Time Min | epAUC in Test Chamber | Room cu-ft | Test Chamber / Room Factor | epAUC in Room | Test Virus Load | Comment
Product A: MDU/Rx | 1280 | 20 | 3 | 9000 | 0.14222 | 0.42667 | 23700000 | virus load is massive compared to real world scenario, can the result change if the virus load is reduced
Product B: GPS FC48-AC 18K ions/cu-cm | 1280 | 60 | 1 | 9000 | 0.14222 | 0.14222 | 1120000 | virus load is massive compared to real world scenario, can the result change if the virus load is reduced
Product C: ActivePure Medical Guardian | 5.3 | 3 | 20 | 9000 | 0.00058889 | 0.011778 | 10000000 | virus load is massive compared to real world scenario, can the result change if the virus load is reduced
Adjust epAUC from test virus load to real world viral load | Test Chamber Size cu-ft | 99% Kill Time Min | epAUC in Test Chamber | Room cu-ft | Test Chamber / Room Factor | Room epAUC | Test Virus Load | Real World Virus Load in 3 Min | Virus Load Adjustment Factor | Ions That Find and Kill Virus % | epAUC With Virus Load Adjustment Factor | Comment
Product A: MDU/Rx | 1280 | 20 | 3 | 9000 | 0.14222 | 0.42667 | 23700000 | 3000 | 7900 | 100% | 3370.6667 | this assumes the ions can uniformly fill the space and attract all the airborne virus
Product A: MDU/Rx | 1280 | 20 | 3 | 9000 | 0.14222 | 0.42667 | 23700000 | 6000 | 3950 | 100% | 1685.3333 | this assumes the ions can uniformly fill the space and attract all the airborne virus
Product A: MDU/Rx | 1280 | 20 | 3 | 9000 | 0.14222 | 0.42667 | 23700000 | 3000 | 7900 | 50% | 1685.3333
Product A: MDU/Rx | 1280 | 20 | 3 | 9000 | 0.14222 | 0.42667 | 23700000 | 6000 | 3950 | 50% | 842.6667
Product A: MDU/Rx | 1280 | 20 | 3 | 9000 | 0.14222 | 0.42667 | 23700000 | 3000 | 7900 | 10% | 337.0667
Product A: MDU/Rx | 1280 | 20 | 3 | 9000 | 0.14222 | 0.42667 | 23700000 | 6000 | 3950 | 10% | 168.5333 | these numbers are very high
Product B: GPS FC48-AC 18K ions/cu-cm | 1280 | 60 | 1 | 9000 | 0.14222 | 0.14222 | 1120000 | 3000 | 373.3333 | 100% | 53.0963 | this assumes the ions can uniformly fill the space and attract all the airborne virus
Product B: GPS FC48-AC 18K ions/cu-cm | 1280 | 60 | 1 | 9000 | 0.14222 | 0.14222 | 1120000 | 6000 | 186.6667 | 100% | 26.5481 | this assumes the ions can uniformly fill the space and attract all the airborne virus
Product B: GPS FC48-AC 18K ions/cu-cm | 1280 | 60 | 1 | 9000 | 0.14222 | 0.14222 | 1120000 | 3000 | 373.3333 | 50% | 26.5481
Product B: GPS FC48-AC 18K ions/cu-cm | 1280 | 60 | 1 | 9000 | 0.14222 | 0.14222 | 1120000 | 6000 | 186.6667 | 50% | 13.2741
Product B: GPS FC48-AC 18K ions/cu-cm | 1280 | 60 | 1 | 9000 | 0.14222 | 0.14222 | 1120000 | 3000 | 373.3333 | 10% | 5.3096
Product B: GPS FC48-AC 18K ions/cu-cm | 1280 | 60 | 1 | 9000 | 0.14222 | 0.14222 | 1120000 | 6000 | 186.6667 | 10% | 2.6548
Product B: GPS FC48-AC 18K ions/cu-cm | 1280 | 60 | 1 | 9000 | 0.14222 | 0.14222 | 1120000 | 3000 | 373.3333 | 5% | 2.6548
Product B: GPS FC48-AC 18K ions/cu-cm | 1280 | 60 | 1 | 9000 | 0.14222 | 0.14222 | 1120000 | 6000 | 186.6667 | 5% | 1.3274 | This suggests that the expected ion virus collision probability is 5%
Product C: ActivePure Medical Guardian | 5.3 | 3 | 20 | 9000 | 0.00058889 | 0.011778 | 10000000 | 3000 | 3333.3333 | 100% | 39.2593 | this assumes the ions can uniformly fill the space and attract all the airborne virus
Product C: ActivePure Medical Guardian | 5.3 | 3 | 20 | 9000 | 0.00058889 | 0.011778 | 10000000 | 6000 | 1666.6667 | 100% | 19.6296 | this assumes the ions can uniformly fill the space and attract all the airborne virus
Product C: ActivePure Medical Guardian | 5.3 | 3 | 20 | 9000 | 0.00058889 | 0.011778 | 10000000 | 3000 | 3333.3333 | 50% | 19.6296 | This suggest the ion virus collision probability is 50%
Product C: ActivePure Medical Guardian | 5.3 | 3 | 20 | 9000 | 0.00058889 | 0.011778 | 10000000 | 6000 | 1666.6667 | 50% | 9.8148
Product C: ActivePure Medical Guardian | 5.3 | 3 | 20 | 9000 | 0.00058889 | 0.011778 | 10000000 | 3000 | 3333.3333 | 10% | 3.9259
Product C: ActivePure Medical Guardian | 5.3 | 3 | 20 | 9000 | 0.00058889 | 0.011778 | 10000000 | 6000 | 1666.6667 | 10% | 1.963
PCO / Ionizer Links
Product | Installation | Company | Test Lab | Test Data
A. MDU/Rx | Room | www.mdurx.com (ODOROX) | www.arelabs.com | MDU RX Test Data arelabs [5]
A. MDU/Rx | Room | www.mdurx.com (ODOROX) | www.InnovativeBioanalysis.com | MDU RX Test Data IB [6]
A. MDU/Rx | Room | www.mdurx.com (ODOROX) | www.compbio.com | Toxicity Report [7]
B. GPS FC48-AC | HVAC | www.globalplasmasolutions.com | www.InnovativeBioanalysis.com | GPS Test Data 1 [8]
GPS Test Data 2 [9]
GPS Test Data Comments [10]
GPS-iMEASURE | Ion Detector | www.globalplasmasolutions.com | NA | Measure ion levels
C. ActivePure Medical Guardian | Room | www.activepure.com | University of Texas Medical Branch (UTMB) | Aerus Technology Test Data [11]
ActivePure
Products Brochure
Air Ion Counters | Ion Counters | www.alphalabinc.com | NA | Measure ion levels
About Air Ions

## 2021
Date | D/1,000
1918-06-29 | 0
1918-07-06 | 4
1918-07-13 | 5
1918-07-20 | 4.5
1918-07-27 | 2
1918-08-03 | 1
1918-08-10 | 0.5
1918-08-17 | 1
1918-08-24 | 1
1918-08-31 | 1
1918-09-07 | 1
1918-09-14 | 1
1918-09-21 | 1
1918-09-28 | 1
1918-10-05 | 3
1918-10-12 | 5
1918-10-19 | 8
1918-10-26 | 12
1918-11-02 | 22
1918-11-09 | 24 |  | Analysis Approach
1918-11-16 | 19 |  | 1918 flu pandemic graph located and used as reference
1918-11-23 | 18 |  | Manually duplicated curve to find values
1918-11-30 | 17 |  | Shifted dates to 2020 COVID-19 disaster
1918-12-07 | 12 |  | Graphed 2020 disaster using different assumptions
1918-12-14 | 6 |  | Extrapulated values to the end of the disaster curve
1918-12-21 | 4
1918-12-28 | 2
1919-01-04 | 1.5
1919-01-11 | 1.5
1919-01-18 | 1.2
1919-01-25 | 1
1919-02-01 | 1.2
1919-02-08 | 2.5
1919-02-15 | 6
1919-02-22 | 9
1919-03-01 | 11.5
1919-03-08 | 10
1919-03-15 | 8
1919-03-22 | 5
1919-03-29 | 4
1919-04-05 | 3
1919-04-12 | 4
1919-04-19 | 2
1919-04-26 | 1
Date | Total Cases | Daily Cases | Total Deaths | Case fatality rates (%) | Daily Deaths | Weekly Deaths | Monthly Deaths | Normalized chart weekly deaths
2020-03-01 | 1000 |  | 29
2020-04-01 | 184770 | 5928.0645 | 3746 | 2.0274 | 119.9032 | 839.3226 | 3717
2020-05-01 | 1062446 | 29255.8667 | 62406 | 5.8738 | 1955.3333 | 13687.3333 | 58660
2020-06-01 | 1761503 | 22550.2258 | 103700 | 5.887 | 1332.0645 | 9324.4516 | 41294
2020-07-01 | 2581229 | 27324.2 | 126739 | 4.91 | 767.9667 | 5375.7667 | 23039 | 4
2020-08-01 | 4473974 | 61056.2903 | 151499 | 3.3862 | 798.7097 | 5590.9677 | 24760 | 4.1601
2020-09-01 | 6004443 | 49369.9677 | 183050 | 3.0486 | 1017.7742 | 7124.4194 | 31551 | 5.3011
2020-10-01 | 7213419 | 40299.2 | 206402 | 2.8614 | 778.4 | 5448.8 | 23352 | 4.0543
2020-11-01 | 9105230 | 61026.1613 | 229932 | 2.5253 | 759.0323 | 5313.2258 | 23530 | 3.9535
2020-12-01 | 13447627 | 144746.5667 | 267302 | 1.9877 | 1245.6667 | 8719.6667 | 37370 | 6.4881
2020-12-10 | 15271571 | 202660.4444 | 288762 | 3.1714 | 2384.4444 | 16691.1111 | 73917.7778 | 12.4195
2021-01-01 | 19663976 | 199654.7727 | 341199 | 2.5372 | 2383.7742 | 16686.4194 | 73897 | 12.416
2021-02-01 | 25921703 | 201862.1613 | 438035 | 3.2573 | 3123.7419 | 21866.1935 | 96836 | 16.2702
2021-03-01 | 28405925 | 88722.2143 | 511839 | 2.6029 | 2635.8571 | 18451 | 73804 | 13.729
2021-04-01 | 30213759 | 58317.2258 | 548162 | 2.1147 | 1171.7097 | 8201.9677 | 36323 | 6.1029
2021-05-01 | 32145557 | 64393.2667 | 573012 | 2.0172 | 828.3333 | 5798.3333 | 24850 | 4.3144
2021-06-01 | 33093238 | 30570.3548 | 591539 | 1.9578 | 597.6452 | 4183.5161 | 18527 | 3.1129
2021-07-01 | 33496454 | 13440.5333 | 602401 | 1.874 | 362.0667 | 2534.4667 | 10862 | 1.8858
2021-08-01 | 34926462 | 46129.2903 | 610873 | 1.8459 | 273.2903 | 1913.0323 | 8472 | 1.4234
2021-09-01 | 39488866 | 147174.3226 | 641725 | 1.9158 | 995.2258 | 6966.5806 | 30852 | 5.1837
2021-10-01 | 43289203 | 126677.9 | 694701 | 1.989 | 1765.8667 | 12361.0667 | 52976 | 9.1976
Date | 1918 D rate | D | 2020 D rate |  | D / Month | D Total
2020-03-01 |  | 29 |  |  | 29
2020-04-01 |  | 3717 |  |  | 3717
2020-05-01 |  | 58660 |  |  | 58660
2020-06-01 |  | 41294 |  |  | 41294
2020-07-01 |  | 23039 |  |  | 23039 | 126739
2020-06-29 | 0 |  | 0
2020-07-06 | 4 | 5771 | 4 | 5591
2020-07-13 | 5 | 7213.75 | 5
2020-07-20 | 4.5 | 6492.375 | 4.5
2020-07-27 | 2 | 2885.5 | 2 | 5590.6562 | 22362.625 | 149072.625
2020-08-03 | 1 | 7915 | 5.4861 | 7124
2020-08-10 | 0.5 | 3957.5 | 2.743
2020-08-17 | 1 | 7915 | 5.4861
2020-08-24 | 1 | 7915 | 5.4861
2020-08-31 | 1 | 7915 | 5.4861 | 7123.5 | 35617.5 | 184690.125
2020-09-07 | 1 | 5449 | 3.7768 | 5449
2020-09-14 | 1 | 5449 | 3.7768
2020-09-21 | 1 | 5449 | 3.7768 |  |  | 201037.125
2020-09-28 | 1 | 5449 | 3.7768 | 5449 | 21796 | 206486.125
2020-10-05 | 3 | 5313 | 3.6826 | 5313
2020-10-12 | 5 | 5313 | 3.6826 |  |  |  | In 1918 Schools opened windows closed for the winter !!!
2020-10-19 | 8 | 5313 | 3.6826 |  |  |  | In 2020 there are modern forced air heating systems
2020-10-26 | 12 | 5313 | 3.6826 |  | 21252 | 227738.125 | In 2020 many schools closed but mass travel during thankgiving holiday
2020-11-02 | 22 | 8720 | 6.044 | 8720
2020-11-09 | 24 | 8720 | 6.044
2020-11-16 | 19 | 8720 | 6.044
2020-11-23 | 18 | 8720 | 6.044
2020-11-30 | 17 | 8720 | 6.044 |  | 43600 | 271338.125
2020-12-07 | 12 | 16991 | 11.7768 | 16991
2020-12-14 | 6 | 16991 | 11.7768
2020-12-21 | 4 | 16991 | 11.7768
2020-12-28 | 2 | 16685 | 11.5647 | 16685 | 67658 | 338996.125
2021-01-04 | 1.5 | 16685 | 11.5647
2021-01-11 | 1.5 | 16685 | 11.5647
2021-01-18 | 1.2 | 16685 | 11.5647
2021-01-25 | 1 | 16685 | 11.5647 |  | 66740 | 405736.125
2021-02-01 | 1.2 | 21866 | 15.1558 | 21866
2021-02-08 | 2.5 | 21866 | 15.1558
2021-02-15 | 6 | 21866 | 15.1558
2021-02-22 | 9 | 21866 | 15.1558 |  | 87464 | 493200.125
2021-03-01 | 11.5 | 18541 | 12.8512 | 18541
2021-03-08 | 10 | 18541 | 12.8512
2021-03-15 | 8 | 18541 | 12.8512
2021-03-22 | 5 | 18541 | 12.8512
2021-03-29 | 4 | 8202 | 5.685 | 8202 | 82366 | 575566.125
2021-04-05 | 3 | 8202 | 5.685
2021-04-12 | 4 | 8202 | 5.685
2021-04-19 | 2 | 8202 | 5.685
2021-04-26 | 1 | 5798.3333 | 4.0189 | 5798.3333 | 30404.3333 | 605970.4583
2021-05-03 |  | 5798.3333 | 4.0189 |  |  |  | 605999.4583 | May
2021-05-10 |  | 5798.3333 | 4.0189
2021-05-17 |  | 5798.3333 | 4.0189
2021-05-24 |  | 5798.3333 | 4.0189
2021-05-31 |  | 4183.5161 | 2.8997 | 4183.5161
2021-06-07 |  | 4183.5161 | 2.8997
2021-06-14 |  | 4183.5161 | 2.8997
2021-06-21 |  | 4183.5161 | 2.8997
2021-06-28 |  | 2534.4667 | 1.7567 | 2534.4667
2021-07-05 |  | 2534.4667 | 1.7567
2021-07-12 |  | 2534.4667 | 1.7567
2021-07-19 |  | 2534.4667 | 1.7567
2021-07-26 |  | 1913.0323 | 1.326 | 1913.0323
2021-08-02 |  | 1913.0323 | 1.326
2021-08-09 |  | 1913.0323 | 1.326
2021-08-16 |  | 1913.0323 | 1.326
2021-08-23 |  | 1913.0323 | 1.326
2021-08-30 |  | 1913.0323 | 1.326 |  |  | 667542.9164
2021-09-06 |  | 1913.0323 | 1.326
2021-09-13 |  | 1913.0323 | 1.326
2021-09-20 |  | 1913.0323 | 1.326
2021-09-27 |  | 1913.0323 | 1.326 |  |  | 675195.0454
2021-10-04 |  | 1913.0323 | 1.326
2021-10-11 |  | 1913.0323 | 1.326
2021-10-18 |  | 1913.0323 | 1.326
2021-10-25 |  | 1913.0323 | 1.326 |  |  | 682847.1745
2021-11-01 |  | 1913.0323 | 1.326
2021-11-08 |  | 1913.0323 | 1.326
2021-11-15 |  | 1913.0323 | 1.326
2021-11-22 |  | 1913.0323 | 1.326
2021-11-29 |  | 1913.0323 | 1.326 |  |  | 692412.3358
2021-12-06 |  | 1913.0323 | 1.326
2021-12-13 |  | 1913.0323 | 1.326
2021-12-20 |  | 1913.0323 | 1.326
2021-12-27 |  | 1913.0323 | 1.326 |  |  | 700064.4648
2022-01-03 |  | 1913.0323 | 1.326
2022-01-10 |  | 1913.0323 | 1.326
2022-01-17 |  | 1913.0323 | 1.326
2022-01-24 |  | 1913.0323 | 1.326
2022-01-31 |  | 1913.0323 | 1.326 |  |  | 709629.6261
2022-02-07 |  | 1913.0323 | 1.326
2022-02-14 |  | 1913.0323 | 1.326
Formulas:
Date = [Date, row above]+7

## Hospitals
Date | Currently hospitalized/Now hospitalized | Currently in ICU/Now in ICU | Currently on ventilator/Now on ventilator
Total | 20643016 | 4056815 | 1383024
2021-03-07 | 40199 | 8134 | 2802 | Source: https://covidtracking.com/data/national/hospitalization
2021-03-06 | 41401 | 8409 | 2811
2021-03-05 | 42541 | 8634 | 2889
2021-03-04 | 44172 | 8970 | 2973
2021-03-03 | 45462 | 9359 | 3094
2021-03-02 | 46388 | 9465 | 3169
2021-03-01 | 46738 | 9595 | 3171
2021-02-28 | 47352 | 9802 | 3245
2021-02-27 | 48871 | 10114 | 3335
2021-02-26 | 51112 | 10466 | 3466
2021-02-25 | 52669 | 10846 | 3567
2021-02-24 | 54118 | 11026 | 3685
2021-02-23 | 55058 | 11272 | 3755
2021-02-22 | 55403 | 11536 | 3804
2021-02-21 | 56159 | 11862 | 3915
2021-02-20 | 58222 | 12120 | 3932
2021-02-19 | 59882 | 12491 | 4118
2021-02-18 | 62224 | 13036 | 4180
2021-02-17 | 63329 | 13094 | 4271
2021-02-16 | 64457 | 13607 | 4415
2021-02-15 | 65379 | 13790 | 4468
2021-02-14 | 66947 | 14038 | 4542
2021-02-13 | 69207 | 14387 | 4648
2021-02-12 | 71471 | 14766 | 4849
2021-02-11 | 74208 | 15181 | 4970
2021-02-10 | 76979 | 15788 | 5121
2021-02-09 | 79179 | 16129 | 5216
2021-02-08 | 80055 | 16174 | 5260
2021-02-07 | 81439 | 16616 | 5342
2021-02-06 | 84233 | 17093 | 5475
2021-02-05 | 86373 | 17284 | 5596
2021-02-04 | 88668 | 17918 | 5732
2021-02-03 | 91440 | 18147 | 5920
2021-02-02 | 92880 | 18388 | 6047
2021-02-01 | 93536 | 18572 | 6086
2021-01-31 | 95013 | 18968 | 6291
2021-01-30 | 97561 | 19130 | 6329
2021-01-29 | 101003 | 19609 | 6483
2021-01-28 | 104303 | 20113 | 6642
2021-01-27 | 107444 | 20497 | 6806
2021-01-26 | 108960 | 20573 | 6832
2021-01-25 | 109938 | 20875 | 6857
2021-01-24 | 110628 | 21168 | 6989
2021-01-23 | 113609 | 21657 | 7110
2021-01-22 | 116264 | 22008 | 7236
2021-01-21 | 119949 | 22309 | 7370
2021-01-20 | 122754 | 22834 | 7564
2021-01-19 | 123910 | 23054 | 7688
2021-01-18 | 123848 | 23226 | 7772
2021-01-17 | 124387 | 23432 | 7797
2021-01-16 | 126139 | 23524 | 7755
2021-01-15 | 127235 | 23593 | 7772
2021-01-14 | 128947 | 23891 | 7878
2021-01-13 | 130391 | 23857 | 7902
2021-01-12 | 131326 | 23881 | 7879
2021-01-11 | 129793 | 23501 | 7786
2021-01-10 | 129223 | 23640 | 7878
2021-01-09 | 130781 | 23718 | 7791
2021-01-08 | 131921 | 23912 | 7908
2021-01-07 | 132370 | 23821 | 7900
2021-01-06 | 132474 | 23708 | 7946
2021-01-05 | 131195 | 23509 | 7976
2021-01-04 | 128210 | 23435 | 7930
2021-01-03 | 125562 | 23243 | 7939
2021-01-02 | 123614 | 23133 | 7910
2021-01-01 | 125047 | 23255 | 7990
2020-12-31 | 125423 | 23097 | 8004
2020-12-30 | 125220 | 23069 | 7930
2020-12-29 | 124686 | 22838 | 7885
2020-12-28 | 121202 | 22579 | 7948
2020-12-27 | 118720 | 22447 | 7878
2020-12-26 | 117344 | 22373 | 7809
2020-12-25 | 118948 | 22418 | 7831
2020-12-24 | 120200 | 22623 | 7792
2020-12-23 | 119463 | 22489 | 7819
2020-12-22 | 117777 | 22213 | 7830
2020-12-21 | 115358 | 21884 | 7783
2020-12-20 | 113601 | 21763 | 7695
2020-12-19 | 113914 | 21692 | 7786
2020-12-18 | 113955 | 21745 | 7786
2020-12-17 | 114492 | 21912 | 7848
2020-12-16 | 113257 | 21943 | 7782
2020-12-15 | 112816 | 21897 | 7702
2020-12-14 | 110573 | 21458 | 7699
2020-12-13 | 109298 | 21230 | 7535
2020-12-12 | 108461 | 21198 | 7515
2020-12-11 | 108101 | 21012 | 7488
2020-12-10 | 107300 | 21024 | 7444
2020-12-09 | 106671 | 20903 | 7621
2020-12-08 | 104637 | 20475 | 7251
2020-12-07 | 102122 | 20097 | 7067
2020-12-06 | 101501 | 20145 | 7095
2020-12-05 | 101192 | 19947 | 7006
2020-12-04 | 101309 | 19853 | 7018
2020-12-03 | 100746 | 19714 | 6875
2020-12-02 | 100327 | 19687 | 6855
2020-12-01 | 98814 | 19302 | 6651
2020-11-30 | 96134 | 18807 | 6520
2020-11-29 | 93357 | 18437 | 6245
2020-11-28 | 91762 | 18249 | 6148
2020-11-27 | 89913 | 18056 | 6028
2020-11-26 | 90564 | 18019 | 5986
2020-11-25 | 90043 | 17738 | 5987
2020-11-24 | 88132 | 17317 | 5626
2020-11-23 | 85945 | 17060 | 5455
2020-11-22 | 83882 | 16411 | 5233
2020-11-21 | 83346 | 16264 | 5103
2020-11-20 | 82318 | 16146 | 5058
2020-11-19 | 80669 | 15759 | 4860
2020-11-18 | 79478 | 15557 | 4699
2020-11-17 | 77047 | 15009 | 4379
2020-11-16 | 73320 | 14471 | 4156
2020-11-15 | 70202 | 13849 | 3939
2020-11-14 | 69588 | 13491 | 3945
2020-11-13 | 68585 | 13280 | 3766
2020-11-12 | 67236 | 12917 | 3622
2020-11-11 | 65549 | 12626 | 3365
2020-11-10 | 62119 | 12057 | 3202
2020-11-09 | 59342 | 11636 | 3111
2020-11-08 | 56942 | 11223 | 2977
2020-11-07 | 56037 | 11215 | 2947
2020-11-06 | 55005 | 11213 | 2850
2020-11-05 | 53380 | 11050 | 2876
2020-11-04 | 52166 | 10892 | 2832
2020-11-03 | 50509 | 10538 | 2734
2020-11-02 | 48750 | 9957 | 2633
2020-11-01 | 47615 | 9665 | 2553
2020-10-31 | 47486 | 9613 | 2502
2020-10-30 | 46880 | 9550 | 2477
2020-10-29 | 46191 | 9320 | 2399
2020-10-28 | 45214 | 9133 | 2354
2020-10-27 | 44391 | 8985 | 2283
2020-10-26 | 42988 | 8946 | 2300
2020-10-25 | 41883 | 8590 | 2176
2020-10-24 | 42087 | 8675 | 2230
2020-10-23 | 41614 | 8342 | 2180
2020-10-22 | 41114 | 8180 | 2147
2020-10-21 | 40397 | 8291 | 2083
2020-10-20 | 39391 | 8206 | 2042
2020-10-19 | 37976 | 8063 | 1804
2020-10-18 | 36536 | 7383 | 1762
2020-10-17 | 37474 | 7466 | 1791
2020-10-16 | 37479 | 7333 | 1740
2020-10-15 | 37423 | 7303 | 1773
2020-10-14 | 37184 | 7236 | 1775
2020-10-13 | 36171 | 7104 | 1757
2020-10-12 | 35148 | 6860 | 1663
2020-10-11 | 34609 | 6749 | 1646
2020-10-10 | 34700 | 6752 | 1667
2020-10-09 | 34974 | 6775 | 1651
2020-10-08 | 34446 | 6694 | 1638
2020-10-07 | 33565 | 6591 | 1650
2020-10-06 | 32726 | 6490 | 1609
2020-10-05 | 31426 | 6292 | 1514
2020-10-04 | 30063 | 6056 | 1485
2020-10-03 | 30209 | 6073 | 1501
2020-10-02 | 30880 | 6195 | 1534
2020-10-01 | 30942 | 6262 | 1543
2020-09-30 | 31021 | 6241 | 1510
2020-09-29 | 30601 | 6172 | 1497
2020-09-28 | 29696 | 6048 | 1513
2020-09-27 | 29579 | 6170 | 1511
2020-09-26 | 29670 | 6143 | 1509
2020-09-25 | 29888 | 6220 | 1508
2020-09-24 | 30159 | 6274 | 1560
2020-09-23 | 30015 | 6200 | 1545
2020-09-22 | 29645 | 6188 | 1558
2020-09-21 | 28849 | 6138 | 1570
2020-09-20 | 28724 | 6100 | 1595
2020-09-19 | 29185 | 6163 | 1577
2020-09-18 | 29651 | 6175 | 1608
2020-09-17 | 30035 | 6285 | 1662
2020-09-16 | 30345 | 6303 | 1647
2020-09-15 | 30427 | 6308 | 1574
2020-09-14 | 30071 | 6249 | 1513
2020-09-13 | 29921 | 6233 | 1562
2020-09-12 | 30758 | 6451 | 1619
2020-09-11 | 31530 | 6376 | 1716
2020-09-10 | 32521 | 6522 | 1923
2020-09-09 | 32653 | 6659 | 1906
2020-09-08 | 32339 | 6543 | 1881
2020-09-07 | 32116 | 6630 | 1879
2020-09-06 | 32497 | 6700 | 1912
2020-09-05 | 33626 | 6766 | 1956
2020-09-04 | 34177 | 6922 | 1998
2020-09-03 | 34753 | 6923 | 2038
2020-09-02 | 35660 | 7091 | 2027
2020-09-01 | 35338 | 7084 | 2041
2020-08-31 | 35453 | 7047 | 2075
2020-08-30 | 35801 | 7268 | 2055
2020-08-29 | 36516 | 7413 | 2062
2020-08-28 | 37356 | 7564 | 2087
2020-08-27 | 37498 | 7712 | 2128
2020-08-26 | 38515 | 7742 | 2143
2020-08-25 | 38831 | 7854 | 2161
2020-08-24 | 38806 | 7854 | 2112
2020-08-23 | 39064 | 7949 | 2131
2020-08-22 | 40017 | 8207 | 2204
2020-08-21 | 41049 | 8358 | 2288
2020-08-20 | 42109 | 8486 | 2330
2020-08-19 | 43406 | 8747 | 2375
2020-08-18 | 43840 | 8859 | 2467
2020-08-17 | 43614 | 8881 | 2444
2020-08-16 | 44155 | 8958 | 2481
2020-08-15 | 44922 | 9087 | 2526
2020-08-14 | 45868 | 9277 | 2555
2020-08-13 | 47303 | 9480 | 2574
2020-08-12 | 48067 | 9564 | 2602
2020-08-11 | 48600 | 9135 | 2422
2020-08-10 | 48751 | 9209 | 2529
2020-08-09 | 48997 | 9307 | 2507
2020-08-08 | 50071 | 9662 | 2566
2020-08-07 | 51327 | 9698 | 2628
2020-08-06 | 53219 | 9996 | 2714
2020-08-05 | 53435 | 9988 | 2721
2020-08-04 | 53436 | 10207 | 2701
2020-08-03 | 53517 | 10233 | 2664
2020-08-02 | 54106 | 10415 | 2645
2020-08-01 | 54554 | 10450 | 2698
2020-07-31 | 55721 | 10473 | 2701
2020-07-30 | 56571 | 10519 | 2762
2020-07-29 | 57422 | 10535 | 2771
2020-07-28 | 57185 | 10463 | 2748
2020-07-27 | 58987 | 10328 | 2723
2020-07-26 | 58731 | 10353 | 2723
2020-07-25 | 59382 | 10380 | 2729
2020-07-24 | 59800 | 10389 | 2709
2020-07-23 | 59860 | 10423 | 2467
2020-07-22 | 59758 | 10460 | 2444
2020-07-21 | 59476 | 6717 | 2414
2020-07-20 | 58518 | 6551 | 2403
2020-07-19 | 58052 | 6384 | 2362
2020-07-18 | 57822 | 6397 | 2343
2020-07-17 | 57871 | 6451 | 2352
2020-07-16 | 57602 | 6349 | 2314
2020-07-15 | 56340 | 6328 | 2322
2020-07-14 | 55678 | 6238 | 2263
2020-07-13 | 54118 | 6063 | 2254
2020-07-12 | 52860 | 5930 | 2182
2020-07-11 | 51982 | 5939 | 2169
2020-07-10 | 51724 | 5899 | 2192
2020-07-09 | 44051 | 5843 | 2129
2020-07-08 | 43207 | 5872 | 2167
2020-07-07 | 41949 | 5838 | 2102
2020-07-06 | 39960 | 5678 | 2104
2020-07-05 | 38872 | 5653 | 2080
2020-07-04 | 38281 | 5633 | 1982
2020-07-03 | 37927 | 5597 | 2049
2020-07-02 | 37646 | 5636 | 2104
2020-07-01 | 36526 | 5492 | 2099
2020-06-30 | 35337 | 5426 | 2044
2020-06-29 | 33742 | 5389 | 2021
2020-06-28 | 32575 | 5252 | 2077
2020-06-27 | 32566 | 5314 | 2159
2020-06-26 | 31850 | 5290 | 2069
2020-06-25 | 31922 | 5319 | 2214
2020-06-24 | 31270 | 5292 | 2247
2020-06-23 | 30355 | 5392 | 2292
2020-06-22 | 28963 | 5325 | 2301
2020-06-21 | 28325 | 5195 | 2321
2020-06-20 | 28084 | 5229 | 2380
2020-06-19 | 28693 | 5337 | 2433
2020-06-18 | 28538 | 5472 | 2518
2020-06-17 | 28647 | 5608 | 2584
2020-06-16 | 28370 | 5570 | 2591
2020-06-15 | 28034 | 5700 | 2636
2020-06-14 | 28020 | 5749 | 2716
2020-06-13 | 28578 | 5883 | 2726
2020-06-12 | 29306 | 6009 | 2738
2020-06-11 | 29850 | 6075 | 2885
2020-06-10 | 30961 | 6256 | 3022
2020-06-09 | 31179 | 6453 | 3088
2020-06-08 | 31105 | 6398 | 3238
2020-06-07 | 31490 | 6501 | 3298
2020-06-06 | 31994 | 6762 | 3476
2020-06-05 | 32502 | 6921 | 3520
2020-06-04 | 32802 | 7044 | 3662
2020-06-03 | 33227 | 7229 | 3754
2020-06-02 | 33956 | 7410 | 3854
2020-06-01 | 34325 | 7592 | 3950
2020-05-31 | 34925 | 7625 | 3669
2020-05-30 | 35759 | 7960 | 4008
2020-05-29 | 36942 | 8170 | 4028
2020-05-28 | 38000 | 8392 | 4079
2020-05-27 | 38300 | 8552 | 4223
2020-05-26 | 37751 | 8580 | 4221
2020-05-25 | 37703 | 8467 | 4232
2020-05-24 | 37742 | 8491 | 4380
2020-05-23 | 38625 | 8739 | 4621
2020-05-22 | 40008 | 9042 | 4714
2020-05-21 | 41359 | 9092 | 4871
2020-05-20 | 41856 | 9522 | 4907
2020-05-19 | 42023 | 9598 | 5032
2020-05-18 | 41940 | 9748 | 5260
2020-05-17 | 42019 | 9945 | 5467
2020-05-16 | 43515 | 10276 | 5532
2020-05-15 | 44553 | 10476 | 5744
2020-05-14 | 45923 | 10655 | 5940
2020-05-13 | 46921 | 10991 | 6164
2020-05-12 | 47343 | 11241 | 6350
2020-05-11 | 46550 | 11153 | 6349
2020-05-10 | 46735 | 11382 | 6392
2020-05-09 | 48581 | 11504 | 6550
2020-05-08 | 49770 | 11786 | 6793
2020-05-07 | 51445 | 12135 | 7067
2020-05-06 | 52609 | 12480 | 4758
2020-05-05 | 53164 | 12620 | 4810
2020-05-04 | 52375 | 12701 | 4852
2020-05-03 | 52623 | 12724 | 4762
2020-05-02 | 54008 | 12904 | 4846
2020-05-01 | 54897 | 12861 | 4712
2020-04-30 | 54905 | 13246 | 4708
2020-04-29 | 56009 | 13550 | 4803
2020-04-28 | 56034 | 13562 | 4760
2020-04-27 | 56183 | 13812 | 4867
2020-04-26 | 56161 | 14093 | 5119
2020-04-25 | 57340 | 14411 | 5266
2020-04-24 | 57370 | 14623 | 5194
2020-04-23 | 59214 | 14737 | 5463
2020-04-22 | 59207 | 15016 | 5474
2020-04-21 | 59779 | 14945 | 5514
2020-04-20 | 56721 | 14463 | 5569
2020-04-19 | 56497 | 14385 | 5603
2020-04-18 | 57799 | 14764 | 5733
2020-04-17 | 58892 | 14910 | 6098
2020-04-16 | 59496 | 15136 | 5940
2020-04-15 | 59930 | 14639 | 6033
2020-04-14 | 59610 | 14047 | 5981
2020-04-13 | 56211 | 13605 | 6170
2020-04-12 | 55294 | 13597 | 5962
2020-04-11 | 55563 | 13293 | 5986
2020-04-10 | 53167 | 12693 | 5937
2020-04-09 | 51323 | 12445 | 5798
2020-04-08 | 45359 | 10276 | 4142
2020-04-07 | 43849 | 9978 | 4047
2020-04-06 | 36159 | 7079 | 2961
2020-04-05 | 32180 | 5811 | 650
2020-04-04 | 30456 | 5500 | 656
2020-04-03 | 25723 | 4928 | 623
2020-04-02 | 22995 | 4513 | 576
2020-04-01 | 20906 | 3937 | 561
2020-03-31 | 18155 | 3487 | 506
2020-03-30 | 15892 | 3087 | 449
2020-03-29 | 14055 | 2456 | 433
2020-03-28 | 12393 | 2174 | 390
2020-03-27 | 10887 | 1792 | 293
2020-03-26 | 7805 | 1299 | 258
2020-03-25 | 5140 | N/A | 167
2020-03-24 | 3938 | N/A | N/A
2020-03-23 | 2812 | N/A | N/A
2020-03-22 | 2173 | N/A | N/A
2020-03-21 | 1492 | N/A | N/A
2020-03-20 | 1042 | N/A | N/A
2020-03-19 | 617 | N/A | N/A
2020-03-18 | 416 | N/A | N/A
2020-03-17 | 325 | N/A | N/A
2020-03-16 | N/A | N/A | N/A
2020-03-15 | N/A | N/A | N/A
2020-03-14 | N/A | N/A | N/A
2020-03-13 | N/A | N/A | N/A
2020-03-12 | N/A | N/A | N/A
2020-03-11 | N/A | N/A | N/A

## Vac BTI
CDC Vaccine Breakthrough Infections Data | 2021-04-26 | 2021-04-26
Fully vaccinated | 95000000
Total number of vaccine breakthrough infections reported to CDC | 9245
Females | 5827 | 63%
People aged =60 years | 4245 | 45%
Asymptomatic infections | 2525 | 27%
Hospitalizations | 835 | (9%) note 1
Deaths | 132 | (1%) note 2
Personal COVID-19 Death Chance with Vaccine | 1.3895e-06
Personal System Health Availability with Vaccine | 1
Notes:
1. Of the 835 hospitalizations, 241 (29%) were reported as asymptomatic or not related to COVID-19.
2. Of the 132 fatal cases, 20 (15%) were reported as asymptomatic or not related to COVID-19.
https://injuryfacts.nsc.org/all-injuries/preventable-death-overview/odds-of-dying/
Lifetime odds of death for selected causes, United States, 2019
Cause of Death | Odds of Dying
Heart disease | 1 in 6
Cancer | 1 in 7
All preventable causes of death | 1 in 24
Chronic lower respiratory disease | 1 in 27
Suicide | 1 in 88
Opioid overdose | 1 in 92
Fall | 1 in 106
Motor-vehicle crash | 1 in 107
Gun assault | 1 in 289
Pedestrian incident | 1 in 543
Motorcyclist | 1 in 899
Drowning | 1 in 1,128
Fire or smoke | 1 in 1,547
Choking on food | 1 in 2,535
Bicyclist | 1 in 3,825
Sunstroke | 1 in 8,248
Accidental gun discharge | 1 in 8,571
Electrocution, radiation, extreme temperatures, and pressure | 1 in 13,394
Sharp objects | 1 in 29,334
Cataclysmic storm | 1 in 58,669
Hornet, wasp, and bee stings | 1 in 59,507
Hot surfaces and substances | 1 in 63,113
Dog attack | 1 in 86,781
Lightning | 1 in 138,849
Vaccine Breakthrough Deaths (see above April 26, 2021) | 1 in 719,697 | 719696.9697
Railway passenger | Too few deaths in 2019 to calculate odds
Passenger on an airplane | Too few deaths in 2019 to calculate odds |  | .17 out of 1 million | 5882352.9412 | other sources

## Flu
Flu season date | Cancer | Heart attack | COVID 3/20-4/21 | Avg Flu | 2019-2020 | 2018-2019 | 2017-2018 | 2017-2018 | 2015-2016 | 2014-2015 | 2013-2014 | 2012-2013 | 2011-2012 | 2010-2011 | Comment
Symptomatic Illnesses |  |  | 28405925 | 29630000 | 38000000 | 36000000 | 45000000 | 29000000 | 24000000 | 30000000 | 30000000 | 34000000 | 9300000 | 21000000 | [12]
Medical Visits |  |  |  | 13830000 | 18000000 | 17000000 | 21000000 | 14000000 | 11000000 | 14000000 | 13000000 | 16000000 | 4300000 | 10000000 | [12]
Hospitalizations |  |  | 20643016 | 442000 | 400000 | 490000 | 810000 | 500000 | 280000 | 590000 | 350000 | 570000 | 140000 | 290000 | [12]
ICU |  |  | 4056815
On Ventilator |  |  | 1383024
Loss of Life |  | 665000 | 548162 | 35900 | 22000 | 34000 | 61000 | 38000 | 23000 | 51000 | 38000 | 43000 | 12000 | 37000 | 30 day lag for COVID
Daily Death Rates |  | 1821.9178 | 1501.8137 | 98.3562 | 60.274 | 93.1507 | 167.1233 | 104.1096 | 63.0137 | 139.726 | 104.1096 | 117.8082 | 32.8767 | 101.3699
Death Rank |  | 1 in 4
Deaths / Illness |  |  | 1.93% | 0.1212% | 0.05789% | 0.09444% | 0.1356% | 0.131% | 0.09583% | 0.17% | 0.1267% | 0.1265% | 0.129% | 0.1762%
Deaths / Medical Visits |  |  |  | 0.2596% | 0.1222% | 0.2% | 0.2905% | 0.2714% | 0.2091% | 0.3643% | 0.2923% | 0.2687% | 0.2791% | 0.37%
Deaths / Hospitalizations |  |  | 2.655% | 8.122% | 5.5% | 6.939% | 7.531% | 7.6% | 8.214% | 8.644% | 10.86% | 7.544% | 8.571% | 12.76%
employment-population ratio |  |  |  |  | 60.6% | 60.6% | nv | nv | nv | nv | nv | 60.6% | 60.6% | 60.6% | 60.60% for 2018-2019 [11]
estimated workers sickened |  |  |  |  | 23028000 | 20000000 | 25000000 | 18100827 | 11049083 | 18100827 | 17166702 | 20604000 | 5635800 | 12726000 | 2013-2019 [11] & related
Deaths / Workers |  |  |  |  | 0.09554% | 0.17% | 0.244% | 0.2099% | 0.2082% | 0.2818% | 0.2214% | 0.2087% | 0.2129% | 0.2907%
[A] Source: https://www.cdc.gov/nchs/fastats/leading-causes-of-death.htm
Leading Causes of Death (2019) | Annual | Daily | Source
Heart disease | 659041 | 1805.5918 | [A]
Cancer | 599601 | 1642.7425 | [A]
Accidents (unintentional injuries) | 173040 | 474.0822 | [A]
Chronic lower respiratory diseases | 156979 | 430.0795 | [A]
Stroke (cerebrovascular diseases) | 150005 | 410.9726 | [A]
Alzheimer’s disease | 121499 | 332.874 | [A]
Diabetes | 87647 | 240.1288 | [A]
Nephritis, nephrotic syndrome, and nephrosis | 51565 | 141.274 | [A]
Influenza and pneumonia | 49783 | 136.3918 | [A]
Intentional self-harm (suicide) | 47511 | 130.1671 | [A]
Flu Season Average 2010-2020 | 35900 | 98.3562 | [12]

## cost benefit
Flu season date | 2019-2020 | 2018-2019 | 2017-2018 | 2017-2018 | 2015-2016 | 2014-2015 | 2013-2014 | 2012-2013 | 2011-2012 | 2010-2011 | Comment
Symptomatic Illnesses | 38000000 | 36000000 | 45000000 | 29000000 | 24000000 | 30000000 | 30000000 | 34000000 | 9300000 | 21000000 | [12]
Medical Visits | 18000000 | 17000000 | 21000000 | 14000000 | 11000000 | 14000000 | 13000000 | 16000000 | 4300000 | 10000000 | [12]
Hospitalizations | 400000 | 490000 | 810000 | 500000 | 280000 | 590000 | 350000 | 570000 | 140000 | 290000 | [12]
Loss of Life | 22000 | 34000 | 61000 | 38000 | 23000 | 51000 | 38000 | 43000 | 12000 | 37000 | [12]
employment-population ratio | 60.6% | 60.6% | nv | nv | nv | nv | nv | 60.6% | 60.6% | 60.6% | 60.60% for 2018-2019 [11]
estimated workers sickened | 23028000 | 20000000 | 25000000 | 18100827 | 11049083 | 18100827 | 17166702 | 20604000 | 5635800 | 12726000 | 2013-2019 [11] & related
Hospitalization Costs (billion) | 6.8 | 8.33 | 13.77 | 8.5 | 4.76 | 10.03 | 5.95 | 9.69 | 2.38 | 4.93 | $17,300 male $14,900 female 2015-216 season. [13] Used $17,000 for all years.
Loss of Life | 154 | 238 | 427 | 266 | 161 | 357 | 266 | 301 | 84 | 259 | $7 million per life
2010-2020 total costs | 2588.14 | [9 empty] | 10 years expected life of infrastructure
average hourly wage | 28 | 27.48 | 26.74 | 26.63 | 26.63 | 25.26 | 24.19 | 24 | 24 | 24 | 2013-2019 [11] & related
average wages lost 4 days | 896 | 879.36 | 855.68 | 852.16 | 852.16 | 808.32 | 774.08 | 768 | 768 | 768 | 2013-2019 [11] & related
Estimated Productivity Loss (billion) | 20.6331 | 18 | 21.39 | 15.4 | 9.4 | 14.6 | 13.3 | 15.8239 | 4.3283 | 9.7736 | 2013-2019 [11] & related
2010-2020 total costs | 142.6488 | [9 empty] | 10 years expected life of infrastructure
Total Seasonal Flu Costs | 181.4331 | 264.33 | 462.16 | 289.9 | 175.16 | 381.63 | 285.25 | 326.5139 | 90.7083 | 273.7036
2010-2020 total costs | 2730.7888 | [9 empty] | 10 years expected life of infrastructure
Infrastructure Costs UV + HVAC (billion) | 150 | [9 empty] | return to life analysis (part 1)
UV Space
Schools | 2996470588 | [9 empty] | Public and private
Commercial Office Space | 7058823529 | [9 empty] | Manhattan skyscrapers to lawyer's office
Retail | 16764705882 | [9 empty] | Indoor & strip malls, big box retailers, grocery stores, restaurants, shopping center space
Industrial property | 22941176471 | [9 empty] | Manufacture, distribute, warehouse
HVAC Upgrades | 100000000000 | [9 empty] | Based on schools analysis
Total | 149761176470
Cost to Retrofit All Schools | 107129337539.4322 | [9 empty] | From schools analysis, worst case
Cost Benefit Analysis Costs A | 134320000000 | [9 empty] | minus commercial office space + 50% retail to capture problem areas
Cost Benefit Analysis Costs B | 122849411764.5 | [9 empty] | minus commercial office space + 50% retail + 50% industrial to capture problem areas

## ACH CML
Contagion Mitigation Level (CML)
Contagion Mitigation Certification Level (CMCL)
1 |  |  |  |  | CMCL = CML
2 | Area | ACH min | ACH max | ACH Avg | CML min | CML max | CML avg | Source | Min/ Chg worst | Min/ Chg best | ACH Max | ACH Avg | CML max | CML avg | Source
3 | Assembly Hall | 6 | 20 | 6 | 2 | 3 | 2 | Greenheck | 10 | 3 | 60 | 10.8128 | 5 | 3 | Greenheck
4 | Attic | 15 | 30 | 15 | 3 | 4 | 3 | Greenheck | 4 | 2 | 20 | 8.6154 | 3 | 2 | NCI
5 | Auditorium | 6 | 20 | 6 | 2 | 3 | 2 | Greenheck | 10 | 3 | 30 | 7.6 | 4 | 2 | Fan App
6 | Bakery | 20 | 30 | 20 | 3 | 4 | 3 | Greenheck | 3 | 2 | 50 | 10.7434 | 4 | 3 | EPA / Various
7 | Bar | 15 | 30 | 15 | 3 | 4 | 3 | Greenheck | 4 | 2 | 60 | 9.25 | 5 | 2 | Eng Tool Box
8 | Barn | 3.3333 | 5 | 3.3333 | 1 | 2 | 1 | Greenheck | 18 | 12 | 30 | 8.24 | 4 | 2 | wiki
9 | Boiler Room | 20 | 60 | 20 | 3 | 5 | 3 | Greenheck | 3 | 1 | NA | 8.25 |  | 2 | CDC
10 | Bowling Alley | 8.5714 | 20 | 8.5714 | 2 | 3 | 2 | Greenheck | 7 | 3
11 | Cafeteria | 12 | 20 | 12 | 3 | 3 | 3 | Greenheck | 5 | 3
12 | Church | 6 | 15 | 6 | 2 | 3 | 2 | Greenheck | 10 | 4 | https://www.scribd.com/document/325713225/Air-Changes-Greenheck
13 | Classroom | 10 | 15 | 10 | 2 | 3 | 2 | Greenheck | 6 | 4
14 | Club Room 1 | 8.5714 | 20 | 8.5714 | 2 | 3 | 2 | Greenheck | 7 | 3
15 | Dance Hall | 8.5714 | 20 | 8.5714 | 2 | 3 | 2 | Greenheck | 7 | 3
16 | Dining Room | 7.5 | 15 | 7.5 | 2 | 3 | 2 | Greenheck | 8 | 4
17 | Dry Cleaner | 12 | 30 | 12 | 3 | 4 | 3 | Greenheck | 5 | 2
18 | Engine Room | 20 | 60 | 20 | 3 | 5 | 3 | Greenheck | 3 | 1
19 | Factory | 8.5714 | 30 | 8.5714 | 2 | 4 | 2 | Greenheck | 7 | 2
20 | Foundry | 12 | 60 | 12 | 3 | 5 | 3 | Greenheck | 5 | 1
21 | Garage | 6 | 30 | 6 | 2 | 4 | 2 | Greenheck | 10 | 2
22 | Generator Room | 12 | 30 | 12 | 3 | 4 | 3 | Greenheck | 5 | 2
23 | Gymnasium | 7.5 | 20 | 7.5 | 2 | 3 | 2 | Greenheck | 8 | 3
24 | Kitchen | 12 | 60 | 12 | 3 | 5 | 3 | Greenheck | 5 | 1
25 | Laboratory | 12 | 30 | 12 | 3 | 4 | 3 | Greenheck | 5 | 2
26 | Laundry | 15 | 30 | 15 | 3 | 4 | 3 | Greenheck | 4 | 2
27 | Machine Shop | 10 | 20 | 10 | 2 | 3 | 2 | Greenheck | 6 | 3
28 | Mill | 7.5 | 20 | 7.5 | 2 | 3 | 2 | Greenheck | 8 | 3
29 | Office | 7.5 | 30 | 7.5 | 2 | 4 | 2 | Greenheck | 8 | 2
30 | Packing House | 12 | 30 | 12 | 3 | 4 | 3 | Greenheck | 5 | 2
31 | Projection Room | 30 | 60 | 30 | 4 | 5 | 4 | Greenheck | 2 | 1
32 | Recreation Room | 7.5 | 30 | 7.5 | 2 | 4 | 2 | Greenheck | 8 | 2
33 | Residence | 10 | 30 | 10 | 2 | 4 | 2 | Greenheck | 6 | 2
34 | Restaurant | 6 | 12 | 6 | 2 | 3 | 2 | Greenheck | 10 | 5
35 | Rest Room | 8.5714 | 12 | 8.5714 | 2 | 3 | 2 | Greenheck | 7 | 5
36 | Store | 8.5714 | 20 | 8.5714 | 2 | 3 | 2 | Greenheck | 7 | 3
37 | Transfer Room | 12 | 60 | 12 | 3 | 5 | 3 | Greenheck | 5 | 1
38 | Warehouse | 6 | 20 | 6 | 2 | 3 | 2 | Greenheck | 10 | 3
39
40 | Max | 30 | 60 | 30 | 4 | 5 | 4 | Greenheck
41 | Min | 3.3333 | 5 | 3.3333 | 1 | 2 | 1 | Greenheck
42 | Avg | 10.8128 | 29 | 10.8128 | 3 | 4 | 3 | Greenheck
43
44
45 | Basements | 3 | 4 | 3 | 1 | 1 | 1 | NCI | https://www.contractingbusiness.com/service/article/20868246/use-the-air-changes-calculation-to-determine-room-cfm
46 | Bedrooms | 5 | 6 | 5 | 2 | 2 | 2 | NCI
47 | Bathrooms | 6 | 7 | 6 | 2 | 2 | 2 | NCI
48 | Family Living Rooms | 6 | 8 | 6 | 2 | 2 | 2 | NCI
49 | Kitchen | 7 | 8 | 7 | 2 | 2 | 2 | NCI
50 | Laundry | 8 | 9 | 8 | 2 | 2 | 2 | NCI
51 | Business Offices | 6 | 8 | 6 | 2 | 2 | 2 | NCI
52 | Lunch Break Rooms | 7 | 8 | 7 | 2 | 2 | 2 | NCI
53 | Conference Rooms | 8 | 12 | 8 | 2 | 3 | 2 | NCI
54 | Medical Procedure Offices | 9 | 10 | 9 | 2 | 2 | 2 | NCI
55 | Copy Rooms | 10 | 12 | 10 | 2 | 3 | 2 | NCI
56 | Main Computer Rooms | 10 | 14 | 10 | 2 | 3 | 2 | NCI
57 | Smoking Area | 13 | 15 | 13 | 3 | 3 | 3 | NCI
58 | Restaurant | 8 | 20 | 8 | 2 | 3 | 2 | NCI
59 | Dining Area | 8 | 10 | 8 | 2 | 2 | 2 | NCI
60 | Food Staging | 10 | 12 | 10 | 2 | 3 | 2 | NCI
61 | Kitchen | 14 | 18 | 14 | 3 | 3 | 3 | NCI
62 | Bar | 15 | 20 | 15 | 3 | 3 | 3 | NCI
63 | Public Buildings | 6 | 20 | 6 | 2 | 3 | 2 | NCI
64 | Hallways | 6 | 8 | 6 | 2 | 2 | 2 | NCI
65 | Retail Stores | 6 | 10 | 6 | 2 | 2 | 2 | NCI
66 | Foyers | 8 | 10 | 8 | 2 | 2 | 2 | NCI
67 | Churches | 8 | 12 | 8 | 2 | 3 | 2 | NCI
68 | Restrooms | 10 | 12 | 10 | 2 | 3 | 2 | NCI
69 | Auditorium | 12 | 14 | 12 | 3 | 3 | 3 | NCI
70 | Smoking Rooms | 15 | 20 | 15 | 3 | 3 | 3 | NCI
71
72 | Max | 15 | 20 | 15 | 3 | 3 | 3 | NCI
73 | Min | 3 | 4 | 3 | 1 | 1 | 1 | NCI
74 | Avg | 8.6154 | 11.8077 | 8.6154 | 2 | 3 | 2 | NCI
75
76 | Attic Ventilation | 10 |  | 10 | 2 |  | 2 | Fan App
77 | Auditoriums | 4 | 15 | 4 | 1 | 3 | 1 | Fan App
78 | Banks | 4 | 10 | 4 | 1 | 2 | 1 | Fan App
79 | Battery Charge Room | 4 |  | 4 | 1 |  | 1 | Fan App
80 | Boiler Room | 15 | 30 | 15 | 3 | 4 | 3 | Fan App
81 | Computer Room | 15 | 20 | 15 | 3 | 3 | 3 | Fan App
82 | Electrical Room | 10 | 10 | 10 | 2 | 2 | 2 | Fan App
83 | Fire Station | 4 | 10 | 4 | 1 | 2 | 1 | Fan App
84 | Garage (Parking) | 5 | 15 | 5 | 2 | 3 | 2 | Fan App
85 | Garage (Repair) | 6 | 30 | 6 | 2 | 4 | 2 | Fan App
86 | Gymnasium | 6 | 30 | 6 | 2 | 4 | 2 | Fan App
87 | Kitchen (General Ventilation) | 12 | 15 | 12 | 3 | 3 | 3 | Fan App
88 | Locker Room | 12 | 30 | 12 | 3 | 4 | 3 | Fan App
89 | Manufacturing (Light) | 5 | 10 | 5 | 2 | 2 | 2 | Fan App
90 | Manufacturing (Heavy) | 10 | 20 | 10 | 2 | 3 | 2 | Fan App
91 | Medical / Dental Office | 8 | 12 | 8 | 2 | 3 | 2 | Fan App
92 | Municipal Buildings | 4 | 10 | 4 | 1 | 2 | 1 | Fan App
93 | Police Station | 4 | 10 | 4 | 1 | 2 | 1 | Fan App
94 | Toilet Room (Residential) | 8 |  | 8 | 2 |  | 2 | Fan App
95 | Warehouse Ventilation | 6 | 15 | 6 | 2 | 3 | 2 | Fan App
96
97 | Max | 15 | 30 | 15 | 3 | 4 | 3 | Fan App
98 | Min | 4 | 10 | 4 | 1 | 2 | 1 | Fan App
99 | Avg | 7.6 | 17.1765 | 7.6 | 2 | 3 | 2 | Fan App
100
101 | All spaces in general | 5 |  | 5 | 2 |  | 2 | EPA / Various | https://www.lakeair.com/air-changes-per-hour/
102 | Arcades | 12 | 16 | 12 | 3 | 3 | 3 | EPA / Various
103 | Assembly halls | 6 | 8 | 6 | 2 | 2 | 2 | EPA / Various
104 | Attic spaces for cooling | 12 | 15 | 12 | 3 | 3 | 3 | EPA / Various
105 | Auditoriums | 8 | 15 | 8 | 2 | 3 | 2 | EPA / Various
106 | Bakeries | 20 | 30 | 20 | 3 | 4 | 3 | EPA / Various
107 | Banks | 5 | 10 | 5 | 2 | 2 | 2 | EPA / Various
108 | Bank Vaults | 6 |  | 6 | 2 |  | 2 | EPA / Various
109 | Barber Shops | 10 | 14 | 10 | 2 | 3 | 2 | EPA / Various
110 | Bars | 20 | 30 | 20 | 3 | 4 | 3 | EPA / Various
111 | Beauty Shops | 18 | 24 | 18 | 3 | 3 | 3 | EPA / Various
112 | Bedrooms | 4 | 8 | 4 | 1 | 2 | 1 | EPA / Various
113 | Boiler Rooms | 15 | 20 | 15 | 3 | 3 | 3 | EPA / Various
114 | Bowling Alleys | 14 | 20 | 14 | 3 | 3 | 3 | EPA / Various
115 | Cafeterias | 12 | 15 | 12 | 3 | 3 | 3 | EPA / Various
116 | Casino (nonsmoking) | 14 | 18 | 14 | 3 | 3 | 3 | EPA / Various
117 | Casino (Smoking) | 20 | 30 | 20 | 3 | 4 | 3 | EPA / Various
118 | Classrooms (ART) | 16 | 20 | 16 | 3 | 3 | 3 | EPA / Various
119 | Classrooms (ages 5 and up) | 12 | 16 | 12 | 3 | 3 | 3 | EPA / Various
120 | Classrooms (science lab) | 16 | 20 | 16 | 3 | 3 | 3 | EPA / Various
121 | Classrooms (shop classes) | 16 | 20 | 16 | 3 | 3 | 3 | EPA / Various
122 | Churches | 8 | 15 | 8 | 2 | 3 | 2 | EPA / Various
123 | Cigar Lounges | 20 | 30 | 20 | 3 | 4 | 3 | EPA / Various
124 | Club rooms | 12 |  | 12 | 3 |  | 3 | EPA / Various
125 | Clubhouses | 20 | 30 | 20 | 3 | 4 | 3 | EPA / Various
126 | Coin operated dry cleaner | 24 | 20 | 24 | 3 | 3 | 3 | EPA / Various
127 | Coin operated laundries | 11 | 13 | 11 | 3 | 3 | 3 | EPA / Various
128 | Cocktail Lounges | 20 | 30 | 20 | 3 | 4 | 3 | EPA / Various
129 | Computer Rooms | 8 | 12 | 8 | 2 | 3 | 2 | EPA / Various
130 | Commercial dry cleaner | 24 | 30 | 24 | 3 | 4 | 3 | EPA / Various
131 | Commercial Laundry | 22 | 26 | 22 | 3 | 4 | 3 | EPA / Various
132 | Conference Rooms | 5 | 8 | 5 | 2 | 2 | 2 | EPA / Various
133 | Court Houses | 4 | 10 | 4 | 1 | 2 | 1 | EPA / Various
134 | Day Care (ages up to 4) | 14 | 18 | 14 | 3 | 3 | 3 | EPA / Various
135 | Dance halls | 16 | 20 | 16 | 3 | 3 | 3 | EPA / Various
136 | Dental Centers | 8 | 12 | 8 | 2 | 3 | 2 | EPA / Various
137 | Department Stores | 6 | 10 | 6 | 2 | 2 | 2 | EPA / Various
138 | Dining Halls | 12 | 15 | 12 | 3 | 3 | 3 | EPA / Various
139 | Dining rooms (restaurants) | 12 |  | 12 | 3 |  | 3 | EPA / Various
140 | Dress Shops | 6 | 10 | 6 | 2 | 2 | 2 | EPA / Various
141 | Drug Shops | 6 | 10 | 6 | 2 | 2 | 2 | EPA / Various
142 | Dry Cleaners | 6 | 20 | 6 | 2 | 3 | 2 | EPA / Various
143 | Engine rooms | 4 | 6 | 4 | 1 | 2 | 1 | EPA / Various
144 | Factory buildings, ordinary | 2 | 4 | 2 | 1 | 1 | 1 | EPA / Various
145 | Factory buildings, with fumes or moisture | 10 | 15 | 10 | 2 | 3 | 2 | EPA / Various
146 | Fast Food | 12 | 14 | 12 | 3 | 3 | 3 | EPA / Various
147 | Fire Stations | 4 | 10 | 4 | 1 | 2 | 1 | EPA / Various
148 | Food Processing | 10 | 25 | 10 | 2 | 4 | 2 | EPA / Various
149 | Foundries | 15 | 20 | 15 | 3 | 3 | 3 | EPA / Various
150 | Galvanizing plants | 20 | 30 | 20 | 3 | 4 | 3 | EPA / Various
151 | Garages repair | 20 | 30 | 20 | 3 | 4 | 3 | EPA / Various
152 | Garages storage | 4 | 6 | 4 | 1 | 2 | 1 | EPA / Various
153 | Health Club | 20 | 26 | 20 | 3 | 4 | 3 | EPA / Various
154 | Homes, night cooling | 10 | 18 | 10 | 2 | 3 | 2 | EPA / Various
155 | Hookah | 20 | 30 | 20 | 3 | 4 | 3 | EPA / Various
156 | Hospital rooms | 6 | 10 | 6 | 2 | 2 | 2 | EPA / Various
157 | Kitchens (commercial) | 15 | 30 | 15 | 3 | 4 | 3 | EPA / Various
158 | Kitchens (residential) | 8 | 14 | 8 | 2 | 3 | 2 | EPA / Various
159 | Laundries | 10 | 15 | 10 | 2 | 3 | 2 | EPA / Various
160 | Libraries, public | 5 |  | 5 | 2 |  | 2 | EPA / Various
161 | Lunchrooms | 12 | 15 | 12 | 3 | 3 | 3 | EPA / Various
162 | Luncheonettes | 12 | 15 | 12 | 3 | 3 | 3 | EPA / Various
163 | Nightclubs | 20 | 30 | 20 | 3 | 4 | 3 | EPA / Various
164 | Machine shops | 6 | 12 | 6 | 2 | 3 | 2 | EPA / Various
165 | Malls | 6 | 10 | 6 | 2 | 2 | 2 | EPA / Various
166 | Meat Processing | 20 | 26 | 20 | 3 | 4 | 3 | EPA / Various
167 | Medical Centers | 8 | 12 | 8 | 2 | 3 | 2 | EPA / Various
168 | Medical Clinics | 8 | 12 | 8 | 2 | 3 | 2 | EPA / Various
169 | Medical Offices | 8 | 12 | 8 | 2 | 3 | 2 | EPA / Various
170 | Mills, paper | 15 | 20 | 15 | 3 | 3 | 3 | EPA / Various
171 | Mills, textile general buildings | 5 |  | 5 | 2 |  | 2 | EPA / Various
172 | Mills, textile dye houses | 15 | 20 | 15 | 3 | 3 | 3 | EPA / Various
173 | Money Counting room | 8 | 15 | 8 | 2 | 3 | 2 | EPA / Various
174 | Municipal Buildings | 5 | 10 | 5 | 2 | 2 | 2 | EPA / Various
175 | Museums (Children's) | 12 | 15 | 12 | 3 | 3 | 3 | EPA / Various
176 | Museums / Galleries | 10 | 14 | 10 | 2 | 3 | 2 | EPA / Various
177 | Nail Salons | 18 | 24 | 18 | 3 | 3 | 3 | EPA / Various
178 | Offices, public | 5 |  | 5 | 2 |  | 2 | EPA / Various
179 | Offices, private | 5 |  | 5 | 2 |  | 2 | EPA / Various
180 | Photo dark rooms | 10 | 15 | 10 | 2 | 3 | 2 | EPA / Various
181 | Pharmacy Prep | 8 | 10 | 8 | 2 | 2 | 2 | EPA / Various
182 | Pig houses | 6 | 10 | 6 | 2 | 2 | 2 | EPA / Various
183 | Pet Shops | 12 | 14 | 12 | 3 | 3 | 3 | EPA / Various
184 | Photo Studios | 6 | 8 | 6 | 2 | 2 | 2 | EPA / Various
185 | Police Stations | 5 | 10 | 5 | 2 | 2 | 2 | EPA / Various
186 | Post Offices | 5 | 10 | 5 | 2 | 2 | 2 | EPA / Various
187 | Poultry houses | 6 | 10 | 6 | 2 | 2 | 2 | EPA / Various
188 | Precision Manufacturing | 10 | 50 | 10 | 2 | 4 | 2 | EPA / Various
189 | Public Retail Stores | 6 | 10 | 6 | 2 | 2 | 2 | EPA / Various
190 | Pump rooms | 5 |  | 5 | 2 |  | 2 | EPA / Various
191 | Residences | 4 | 6 | 4 | 1 | 2 | 1 | EPA / Various
192 | Restaurants | 8 | 12 | 8 | 2 | 3 | 2 | EPA / Various
193 | Retail | 6 | 10 | 6 | 2 | 2 | 2 | EPA / Various
194 | School Classrooms | 4 | 12 | 4 | 1 | 3 | 1 | EPA / Various
195 | Shoe Shops | 6 | 10 | 6 | 2 | 2 | 2 | EPA / Various
196 | Shopping Centers | 6 | 10 | 6 | 2 | 2 | 2 | EPA / Various
197 | Shops, machine | 5 |  | 5 | 2 |  | 2 | EPA / Various
198 | Shops, paint | 15 | 20 | 15 | 3 | 3 | 3 | EPA / Various
199 | Shops, woodworking | 5 |  | 5 | 2 |  | 2 | EPA / Various
200 | Smoking Lounges | 20 | 30 | 20 | 3 | 4 | 3 | EPA / Various
201 | Substation, electric | 5 | 10 | 5 | 2 | 2 | 2 | EPA / Various
202 | Supermarkets | 8 | 10 | 8 | 2 | 2 | 2 | EPA / Various
203 | Swimming pools | 20 | 30 | 20 | 3 | 4 | 3 | EPA / Various
204 | Town Halls | 5 | 10 | 5 | 2 | 2 | 2 | EPA / Various
205 | Taverns (nonsmoking) | 14 | 18 | 14 | 3 | 3 | 3 | EPA / Various
206 | Taverns (Smoking) | 20 | 30 | 20 | 3 | 4 | 3 | EPA / Various
207 | Theaters | 8 | 15 | 8 | 2 | 3 | 2 | EPA / Various
208 | Transformer rooms | 10 | 20 | 10 | 2 | 3 | 2 | EPA / Various
209 | Turbine rooms, electric | 5 | 10 | 5 | 2 | 2 | 2 | EPA / Various
210 | Vape Shop | 20 | 30 | 20 | 3 | 4 | 3 | EPA / Various
211 | Warehouses | 6 | 30 | 6 | 2 | 4 | 2 | EPA / Various
212 | Waiting rooms, public | 5 |  | 5 | 2 |  | 2 | EPA / Various
213 | Welding Areas | 12 | 16 | 12 | 3 | 3 | 3 | EPA / Various
214
215 | Max | 24 | 50 | 24 | 3 | 4 | 3 | EPA / Various
216 | Min | 2 | 4 | 2 | 1 | 1 | 1 | EPA / Various
217 | Avg | 10.7434 | 17.2178 | 10.7434 | 3 | 3 | 3 | EPA / Various
218
219 | Auditorium | 8 | 15 | 8 | 2 | 3 | 2 | Eng Tool Box |  | https://www.engineeringtoolbox.com/ventilation-air-flow-rate-d_115.html
220 | Bakeries | 20 | 30 | 20 | 3 | 4 | 3 | Eng Tool Box |  | https://www.atlenv.com/building-ventilation-the-proper-air-changes-per-hour-ach
221 | Beauty Shops | 6 | 10 | 6 | 2 | 2 | 2 | Eng Tool Box
222 | Boiler Rooms | 15 | 20 | 15 | 3 | 3 | 3 | Eng Tool Box
223 | Classrooms | 6 | 20 | 6 | 2 | 3 | 2 | Eng Tool Box
224 | Computer Rooms | 15 | 20 | 15 | 3 | 3 | 3 | Eng Tool Box
225 | Dental Centers | 8 | 12 | 8 | 2 | 3 | 2 | Eng Tool Box
226 | Garages -Repair | 20 | 30 | 20 | 3 | 4 | 3 | Eng Tool Box
227 | Hospital Rooms | 4 | 6 | 4 | 1 | 2 | 1 | Eng Tool Box
228 | Kitchens | 15 | 60 | 15 | 3 | 5 | 3 | Eng Tool Box
229 | Machine Shops | 6 | 12 | 6 | 2 | 3 | 2 | Eng Tool Box
230 | Malls | 6 | 10 | 6 | 2 | 2 | 2 | Eng Tool Box
231 | Municipal Buildings | 4 | 10 | 4 | 1 | 2 | 1 | Eng Tool Box
232 | Police Stations | 4 | 10 | 4 | 1 | 2 | 1 | Eng Tool Box
233 | Precision Manufacturing | 10 | 50 | 10 | 2 | 4 | 2 | Eng Tool Box
234 | Shops, Paint | 15 | 20 | 15 | 3 | 3 | 3 | Eng Tool Box
235 | Wood Shops | 5 |  | 5 | 2 |  | 2 | Eng Tool Box
236 | Theatres | 8 | 15 | 8 | 2 | 3 | 2 | Eng Tool Box
237 | Warehouses | 6 | 30 | 6 | 2 | 4 | 2 | Eng Tool Box
238 | Waiting Rooms, Public | 4 |  | 4 | 1 |  | 1 | Eng Tool Box
239
240 | Max | 20 | 60 | 20 | 3 | 5 | 3 | Eng Tool Box
241 | Min | 4 | 6 | 4 | 1 | 2 | 1 | Eng Tool Box
242 | Avg | 9.25 | 21.1111 | 9.25 | 2 | 3 | 2 | Eng Tool Box
243
244 | Basement Parking | 15 | 30 | 15 | 3 | 4 | 3 | wiki | https://en.wikipedia.org/wiki/Air_changes_per_hour
245 | Residential Basement | 3 | 4 | 3 | 1 | 1 | 1 | wiki
246 | Bedroom | 5 | 6 | 5 | 2 | 2 | 2 | wiki
247 | Residential Bathroom | 6 | 7 | 6 | 2 | 2 | 2 | wiki
248 | Residential Living Rooms | 6 | 8 | 6 | 2 | 2 | 2 | wiki
249 | Residential Kitchen | 7 | 8 | 7 | 2 | 2 | 2 | wiki
250 | Residential Laundry | 8 | 9 | 8 | 2 | 2 | 2 | wiki
251 | Business Offices | 6 | 8 | 6 | 2 | 2 | 2 | wiki
252 | Business Lunch Break Rooms | 7 | 8 | 7 | 2 | 2 | 2 | wiki
253 | Business Conference Rooms | 8 | 12 | 8 | 2 | 3 | 2 | wiki
254 | Business Copy Rooms | 10 | 12 | 10 | 2 | 3 | 2 | wiki
255 | Computer Rooms | 10 | 14 | 10 | 2 | 3 | 2 | wiki
256 | Restaurant Dining Area | 8 | 10 | 8 | 2 | 2 | 2 | wiki
257 | Restaurant Food Staging Area | 10 | 12 | 10 | 2 | 3 | 2 | wiki
258 | Restaurant Bar | 15 | 20 | 15 | 3 | 3 | 3 | wiki
259 | Public Hallway | 6 | 8 | 6 | 2 | 2 | 2 | wiki
260 | Public Retail Store | 6 | 10 | 6 | 2 | 2 | 2 | wiki
261 | Public Foyer | 8 | 10 | 8 | 2 | 2 | 2 | wiki
262 | Church | 8 | 12 | 8 | 2 | 3 | 2 | wiki
263 | Public Auditorium | 12 | 14 | 12 | 3 | 3 | 3 | wiki
264 | Commercial kitchens & Restrooms | 15 | 30 | 15 | 3 | 4 | 3 | wiki
265 | Smoking rooms | 15 | 20 | 15 | 3 | 3 | 3 | wiki
266 | Laboratories | 6 | 12 | 6 | 2 | 3 | 2 | wiki
267 | Classrooms | 3 | 4 | 3 | 1 | 1 | 1 | wiki
268 | Warehousing | 3 | 10 | 3 | 1 | 2 | 1 | wiki
269
270 | Max | 15 | 30 | 15 | 3 | 4 | 3 | wiki
271 | Min | 3 | 4 | 3 | 1 | 1 | 1 | wiki
272 | Avg | 8.24 | 11.92 | 8.24 | 2 | 3 | 2 | wiki
273
274 | Hospital Operating/surgical cystoscopic rooms | 15 |  |  | 3 |  |  | CDC | https://www.cdc.gov/infectioncontrol/guidelines/environmental/appendix/air.html
275 | Hospital Delivery room | 15 |  |  | 3 |  |  | CDC
276 | Hospital Recovery room | 6 |  |  | 2 |  |  | CDC
277 | Hospital Critical and intensive care | 6 |  |  | 2 |  |  | CDC
278 | Hospital Newborn intensive care | 6 |  |  | 2 |  |  | CDC
279 | Hospital Treatment room | 6 |  |  | 2 |  |  | CDC
280 | Hospital Trauma room | 15 |  |  | 3 |  |  | CDC
281 | Hospital Anesthesia gas storage | 8 |  |  | 2 |  |  | CDC
282 | Hospital Endoscopy | 6 |  |  | 2 |  |  | CDC
283 | Hospital Bronchoscopy | 12 |  |  | 3 |  |  | CDC
284 | Hospital ER waiting rooms | 12 |  |  | 3 |  |  | CDC
285 | Hospital Triage | 12 |  |  | 3 |  |  | CDC
286 | Hospital Radiology waiting rooms | 12 |  |  | 3 |  |  | CDC
287 | Hospital Procedure room | 15 |  |  | 3 |  |  | CDC
288 | Hospital Patient room | 6 |  |  | 2 |  |  | CDC
289 | Hospital Toilet room | 10 |  |  | 2 |  |  | CDC
290 | Hospital Newborn nursery suite | 6 |  |  | 2 |  |  | CDC
291 | Hospital Protective environment room | 12 |  |  | 3 |  |  | CDC
292 | Hospital Airborne infection isolation room | 12 |  |  | 3 |  |  | CDC
293 | Hospital Isolation alcove or anteroom | 10 |  |  | 2 |  |  | CDC
294 | Hospital Labor/delivery/recovery | 6 |  |  | 2 |  |  | CDC
295 | Hospital Labor/delivery/recovery/ postpartum | 6 |  |  | 2 |  |  | CDC
296 | Hospital Patient corridor | 2 |  |  | 1 |  |  | CDC
297 | Hospital X-ray (surgical/critical care and catheterization) | 15 |  |  | 3 |  |  | CDC
298 | Hospital X-ray (diagnostic & treatment) | 6 |  |  | 2 |  |  | CDC
299 | Hospital Darkroom | 10 |  |  | 2 |  |  | CDC
300 | Hospital General | 6 |  |  | 2 |  |  | CDC
301 | Hospital Biochemistry | 6 |  |  | 2 |  |  | CDC
302 | Hospital Cytology | 6 |  |  | 2 |  |  | CDC
303 | Hospital Glass washing | 10 |  |  | 2 |  |  | CDC
304 | Hospital Histology | 6 |  |  | 2 |  |  | CDC
305 | Hospital Microbiology | 6 |  |  | 2 |  |  | CDC
306 | Hospital Nuclear medicine | 6 |  |  | 2 |  |  | CDC
307 | Hospital Pathology | 6 |  |  | 2 |  |  | CDC
308 | Hospital Serology | 6 |  |  | 2 |  |  | CDC
309 | Hospital Sterilizing | 10 |  |  | 2 |  |  | CDC
310 | Hospital Autopsy room | 12 |  |  | 3 |  |  | CDC
311 | Hospital Nonrefrigerated body-holding room | 10 |  |  | 2 |  |  | CDC
312 | Hospital Pharmacy | 4 |  |  | 1 |  |  | CDC
313 | Hospital Examination room | 6 |  |  | 2 |  |  | CDC
314 | Hospital Medication room | 4 |  |  | 1 |  |  | CDC
315 | Hospital Treatment room | 6 |  |  | 2 |  |  | CDC
316 | Hospital Physical therapy and hydrotherapy | 6 |  |  | 2 |  |  | CDC
317 | Hospital Soiled workroom or soiled holding | 10 |  |  | 2 |  |  | CDC
318 | Hospital Clean workroom or clean holding | 4 |  |  | 1 |  |  | CDC
319 | Hospital ETO-sterilizer room | 10 |  |  | 2 |  |  | CDC
320 | Hospital Sterilizer equipment room | 10 |  |  | 2 |  |  | CDC
321 | Hospital Soiled or decontamination room | 6 |  |  | 2 |  |  | CDC
322 | Hospital Clean workroom | 4 |  |  | 1 |  |  | CDC
323 | Hospital Sterile storage | 4 |  |  | 1 |  |  | CDC
324 | Hospital Food preparation center | 10 |  |  | 2 |  |  | CDC
325 | Hospital Ware washing | 10 |  |  | 2 |  |  | CDC
326 | Hospital Dietary day storage | 2 |  |  | 1 |  |  | CDC
327 | Hospital Laundry general | 10 |  |  | 2 |  |  | CDC
328 | Hospital Soiled linen (sorting and storage) | 10 |  |  | 2 |  |  | CDC
329 | Hospital Clean linen storage | 2 |  |  | 1 |  |  | CDC
330 | Hospital Soiled linen and trash chute room | 10 |  |  | 2 |  |  | CDC
331 | Hospital Bedpan room | 10 |  |  | 2 |  |  | CDC
332 | Hospital Bathroom | 10 |  |  | 2 |  |  | CDC
333 | Hospital Janitor's closet | 10 |  |  | 2 |  |  | CDC
334
335 | Max | 15 |  |  | 3 |  |  | CDC
336 | Min | 2 |  |  | 1 |  |  | CDC
337 | Avg | 8.25 |  |  | 2 |  |  | CDC
338
339
340 |  | CFM | CFM | classroom |  |  | students | AUC |  | CML
341 | Industry standard Philly Classroom | 15 | 900 | 9000 |  |  | 15 | 1.5 |  | 1
342
343
344
345

## Dilution
| Male | Female |  | Comments
Total lung capacity (Liters) | 6 | 4.2 |  | Assumption
Total lung capacity (cu in) | 366.12 | 256.284
Total lung capacity (cu ft) | 0.21188 | 0.14831
Resparation cu-ft/min | 12.7125 | 8.8988
Case History |  | cu-ft | AUC | Comments
Mechanical Ventilation Design Req cu-ft/min | 375 | 7200 | 3.125 | Design
Mechanical Ventilation Actual cu-ft/min | 120 | 7200 | 1 | Infected |  | Due to the scope of the outbreak, district staff evaluated the classroom’s HVAC system and found that a part within the ductwork above the ceiling “was too far closed, allowing only (approximately) 30% of the maximum amount of fresh air it should have into this specific room,” Terry Quinlan, lead supervisor of school health and student safety for the district, said in an email to families Friday.
Infection cases | 8 |  |  | 8 students + 2 others
Devices in affected building | 4200 |  |  | Single building
School district ft-2 (million) | 1.5
WHO Recommendations | l/s | cu-ft/sec | cu-ft/min | AUC
Patient Room Airborne Precautions | 160 | 5.6504 | 339.0214 | 23.5844 | 160 l/s/patient (hourly average ventilation rate) for airborne precaution rooms (with a minimum of 80 l/s/patient) (note that this only applies to new health-care facilities and major renovations)
General Areas | 6 | 0.21189 | 12.7133 |  | 60 l/s/patient for general wards and outpatient departments
Transit Spaces | 2.5 | 0.088287 | 5.2972 |  | 2.5 l/s/m3 for corridors and other transient spaces without a fixed number of patients
1 litre = 28.3168
Room size 4×2×3 M | 4 | 2 | 3
Room cu-ft (3.3 ft/m) | 13.2 | 6.6 | 9.9 | 862.488
https://www.nbcphiladelphia.com/news/coronavirus/8-classmates-2-fully-vaccinated-family-members-test-positive-for-covid-in-lower-merion/2791754/
https://www.lmsd.org/departments/health/coronavirus-response/dashboard
https://whyy.org/articles/parents-divided-after-covid-19-outbreak-at-lower-merion-school/
https://www.inquirer.com/education/lower-merion-school-district-penn-valley-covid-outbreak-hvac-20210426.html
| cu-ft | Ceiling ft | Dilution (cu-ft ratio) |  | ceiling ft | L or W ft | sq-ft | Dilution (sq-ft ration)
| 10000 | 12 | 1 |  | 12 | 28.8675 | 833.3333 | 1
| 20000 | 12 | 2 |  | 12 | 40.8248 | 1666.6667 | 2
| 50000 | 22 | 5 |  | 12 | 47.6731 | 2272.7273 | 2.7273
| 100000 | 22 | 10 |  | 12 | 67.42 | 4545.4545 | 5.4545
| 200000 | 40 | 20 |  | 12 | 70.7107 | 5000 | 6
| 300000 | 40 | 30 |  | 12 | 86.6025 | 7500 | 9
| 400000 | 40 | 40 |  | 12 | 100 | 10000 | 12

## Outside P
Distance ft | Infected % | I | p cu-in/sec | q / sec | time sec | time hour | lpqt | Q cu-in/sec | 2 Masks @ 75% | P | Chance of Infection | Q cu-ft/hr | Space cu-ft | AUC | Population | Infected | death rate | Deaths | Ventilation | Scenario
6 | 10% | 2.5 | 366 | 0.02 | 14400 | 4 | 263520 | 18662400 | no mask | 0.014021 | 1.402% | 38880000 | 10800 | 3600 | 328000000 | 4598935.7306 | 0.035 | 160962.7506 | wind 1 mile / hr | Outside small enclosed back yard
6 | 10% | 2.5 | 366 | 0.02 | 14400 | 4 | 263520 | 93312000 | no mask | 0.0028201 | 0.282% | 194400000 | 10800 | 18000 | 328000000 | 924989.562 | 0.035 | 32374.6347 | wind 5 mile / hr | Outside small enclosed back yard
6 | 10% | 27.7778 | 366 | 0.02 | 14400 | 4 | 2928000 | 691200000 | no mask | 0.0042272 | 0.4227% | 1440000000 | 400000 | 3600 | 328000000 | 1386505.675 | 0.035 | 48527.6986 | wind 1 mile / hr | Outside beach park
6 | 10% | 27.7778 | 366 | 0.02 | 14400 | 4 | 2928000 | 3456000000 | no mask | 0.00084686 | 0.08469% | 7200000000 | 400000 | 18000 | 328000000 | 277771.2053 | 0.035 | 9721.9922 | wind 5 mile / hr | Outside beach park
6 | 10% | 277.7778 | 366 | 0.02 | 14400 | 4 | 29280000 | 6912000000 | no mask | 0.0042272 | 0.4227% | 14400000000 | 4000000 | 3600 | 328000000 | 1386505.675 | 0.035 | 48527.6986 | wind 1 mile / hr | Outside large beach park
6 | 10% | 277.7778 | 366 | 0.02 | 14400 | 4 | 29280000 | 34560000000 | no mask | 0.00084686 | 0.08469% | 72000000000 | 4000000 | 18000 | 328000000 | 277771.2053 | 0.035 | 9721.9922 | wind 5 mile / hr | Outside large beach park
12 | 10% | 0.625 | 366 | 0.02 | 14400 | 4 | 65880 | 18662400 | no mask | 0.0035239 | 0.3524% | 38880000 | 10800 | 3600 | 328000000 | 1155829.0783 | 0.035 | 40454.0177 | wind 1 mile / hr | Outside small enclosed back yard
12 | 10% | 0.625 | 366 | 0.02 | 14400 | 4 | 65880 | 93312000 | no mask | 0.00070577 | 0.07058% | 194400000 | 10800 | 18000 | 328000000 | 231492.3455 | 0.035 | 8102.2321 | wind 5 mile / hr | Outside small enclosed back yard
12 | 10% | 6.9444 | 366 | 0.02 | 14400 | 4 | 732000 | 691200000 | no mask | 0.0010585 | 0.1058% | 1440000000 | 400000 | 3600 | 328000000 | 347177.2435 | 0.035 | 12151.2035 | wind 1 mile / hr | Outside beach park
12 | 10% | 6.9444 | 366 | 0.02 | 14400 | 4 | 732000 | 3456000000 | no mask | 0.00021178 | 0.02118% | 7200000000 | 400000 | 18000 | 328000000 | 69464.8654 | 0.035 | 2431.2703 | wind 5 mile / hr | Outside beach park
12 | 10% | 69.4444 | 366 | 0.02 | 14400 | 4 | 7320000 | 6912000000 | no mask | 0.0010585 | 0.1058% | 14400000000 | 4000000 | 3600 | 328000000 | 347177.2435 | 0.035 | 12151.2035 | wind 1 mile / hr | Outside large beach park
12 | 10% | 69.4444 | 366 | 0.02 | 14400 | 4 | 7320000 | 34560000000 | no mask | 0.00021178 | 0.02118% | 72000000000 | 4000000 | 18000 | 328000000 | 69464.8654 | 0.035 | 2431.2703 | wind 5 mile / hr | Outside large beach park
6 | 50% | 12.5 | 366 | 0.02 | 14400 | 4 | 1317600 | 18662400 | no mask | 0.068167 | 6.817% | 38880000 | 10800 | 3600 | 328000000 | 22358833.1398 | 0.035 | 782559.1599 | wind 1 mile / hr | Outside small enclosed back yard
6 | 50% | 12.5 | 366 | 0.02 | 14400 | 4 | 1317600 | 93312000 | no mask | 0.014021 | 1.402% | 194400000 | 10800 | 18000 | 328000000 | 4598935.7306 | 0.035 | 160962.7506 | wind 5 mile / hr | Outside small enclosed back yard
6 | 50% | 138.8889 | 366 | 0.02 | 14400 | 4 | 14640000 | 691200000 | no mask | 0.020958 | 2.096% | 1440000000 | 400000 | 3600 | 328000000 | 6874165.9093 | 0.035 | 240595.8068 | wind 1 mile / hr | Outside beach park
6 | 50% | 138.8889 | 366 | 0.02 | 14400 | 4 | 14640000 | 3456000000 | no mask | 0.0042272 | 0.4227% | 7200000000 | 400000 | 18000 | 328000000 | 1386505.675 | 0.035 | 48527.6986 | wind 5 mile / hr | Outside beach park
6 | 50% | 1388.8889 | 366 | 0.02 | 14400 | 4 | 146400000 | 6912000000 | no mask | 0.020958 | 2.096% | 14400000000 | 4000000 | 3600 | 328000000 | 6874165.9093 | 0.035 | 240595.8068 | wind 1 mile / hr | Outside large beach park
6 | 50% | 1388.8889 | 366 | 0.02 | 14400 | 4 | 146400000 | 34560000000 | no mask | 0.0042272 | 0.4227% | 72000000000 | 4000000 | 18000 | 328000000 | 1386505.675 | 0.035 | 48527.6986 | wind 5 mile / hr | Outside large beach park
12 | 50% | 3.125 | 366 | 0.02 | 14400 | 4 | 329400 | 18662400 | no mask | 0.017496 | 1.75% | 38880000 | 10800 | 3600 | 328000000 | 5738558.7612 | 0.035 | 200849.5566 | wind 1 mile / hr | Outside small enclosed back yard
12 | 50% | 3.125 | 366 | 0.02 | 14400 | 4 | 329400 | 93312000 | no mask | 0.0035239 | 0.3524% | 194400000 | 10800 | 18000 | 328000000 | 1155829.0783 | 0.035 | 40454.0177 | wind 5 mile / hr | Outside small enclosed back yard
12 | 50% | 34.7222 | 366 | 0.02 | 14400 | 4 | 3660000 | 691200000 | no mask | 0.0052811 | 0.5281% | 1440000000 | 400000 | 3600 | 328000000 | 1732215.3477 | 0.035 | 60627.5372 | wind 1 mile / hr | Outside beach park
12 | 50% | 34.7222 | 366 | 0.02 | 14400 | 4 | 3660000 | 3456000000 | no mask | 0.0010585 | 0.1058% | 7200000000 | 400000 | 18000 | 328000000 | 347177.2435 | 0.035 | 12151.2035 | wind 5 mile / hr | Outside beach park
12 | 50% | 347.2222 | 366 | 0.02 | 14400 | 4 | 36600000 | 6912000000 | no mask | 0.0052811 | 0.5281% | 14400000000 | 4000000 | 3600 | 328000000 | 1732215.3477 | 0.035 | 60627.5372 | wind 1 mile / hr | Outside large beach park
12 | 50% | 347.2222 | 366 | 0.02 | 14400 | 4 | 36600000 | 34560000000 | no mask | 0.0010585 | 0.1058% | 72000000000 | 4000000 | 18000 | 328000000 | 347177.2435 | 0.035 | 12151.2035 | wind 5 mile / hr | Outside large beach park
6 | 100% | 25 | 366 | 0.02 | 14400 | 4 | 2635200 | 18662400 | no mask | 0.13169 | 13.17% | 38880000 | 10800 | 3600 | 328000000 | 43193527.8058 | 0.035 | 1511773.4732 | wind 1 mile / hr | Outside small enclosed back yard
6 | 100% | 25 | 366 | 0.02 | 14400 | 4 | 2635200 | 93312000 | no mask | 0.027846 | 2.785% | 194400000 | 10800 | 18000 | 328000000 | 9133389.1142 | 0.035 | 319668.619 | wind 5 mile / hr | Outside small enclosed back yard
6 | 100% | 277.7778 | 366 | 0.02 | 14400 | 4 | 29280000 | 691200000 | no mask | 0.041476 | 4.148% | 1440000000 | 400000 | 3600 | 328000000 | 13604264.2669 | 0.035 | 476149.2493 | wind 1 mile / hr | Outside beach park
6 | 100% | 277.7778 | 366 | 0.02 | 14400 | 4 | 29280000 | 3456000000 | no mask | 0.0084364 | 0.8436% | 7200000000 | 400000 | 18000 | 328000000 | 2767150.3806 | 0.035 | 96850.2633 | wind 5 mile / hr | Outside beach park
6 | 100% | 2777.7778 | 366 | 0.02 | 14400 | 4 | 292800000 | 6912000000 | no mask | 0.041476 | 4.148% | 14400000000 | 4000000 | 3600 | 328000000 | 13604264.2669 | 0.035 | 476149.2493 | wind 1 mile / hr | Outside large beach park
6 | 100% | 2777.7778 | 366 | 0.02 | 14400 | 4 | 292800000 | 34560000000 | no mask | 0.0084364 | 0.8436% | 72000000000 | 4000000 | 18000 | 328000000 | 2767150.3806 | 0.035 | 96850.2633 | wind 5 mile / hr | Outside large beach park
12 | 100% | 6.25 | 366 | 0.02 | 14400 | 4 | 658800 | 18662400 | no mask | 0.034685 | 3.469% | 38880000 | 10800 | 3600 | 328000000 | 11376717.9594 | 0.035 | 398185.1286 | wind 1 mile / hr | Outside small enclosed back yard
12 | 100% | 6.25 | 366 | 0.02 | 14400 | 4 | 658800 | 93312000 | no mask | 0.0070353 | 0.7035% | 194400000 | 10800 | 18000 | 328000000 | 2307585.1661 | 0.035 | 80765.4808 | wind 5 mile / hr | Outside small enclosed back yard
12 | 100% | 69.4444 | 366 | 0.02 | 14400 | 4 | 7320000 | 691200000 | no mask | 0.010534 | 1.053% | 1440000000 | 400000 | 3600 | 328000000 | 3455282.6162 | 0.035 | 120934.8916 | wind 1 mile / hr | Outside beach park
12 | 100% | 69.4444 | 366 | 0.02 | 14400 | 4 | 7320000 | 3456000000 | no mask | 0.0021158 | 0.2116% | 7200000000 | 400000 | 18000 | 328000000 | 693987.0113 | 0.035 | 24289.5454 | wind 5 mile / hr | Outside beach park
12 | 100% | 694.4444 | 366 | 0.02 | 14400 | 4 | 73200000 | 6912000000 | no mask | 0.010534 | 1.053% | 14400000000 | 4000000 | 3600 | 328000000 | 3455282.6162 | 0.035 | 120934.8916 | wind 1 mile / hr | Outside large beach park
12 | 100% | 694.4444 | 366 | 0.02 | 14400 | 4 | 73200000 | 34560000000 | no mask | 0.0021158 | 0.2116% | 72000000000 | 4000000 | 18000 | 328000000 | 693987.0113 | 0.035 | 24289.5454 | wind 5 mile / hr | Outside large beach park
[5 empty] | Infection Load | Virus / Breath | Breaths / Sec | Sec to Infection | q / sec
[5 empty] | 1000 | 20 | 1 | 50 | 0.02 | [10 empty] | Wells–Riley equation
P = D/S = 1 - exp ( - (Ipqt/Q) )
[5 empty] | L | W | H | cu-ft | [11 empty] | where:
[5 empty] | 30 | 30 | 12 | 10800 | [11 empty] | D = number of disease cases
[5 empty] | 100 | 100 | 40 | 400000 | [11 empty] | D = number of disease cases
[5 empty] | 1000 | 100 | 40 | 4000000 | [11 empty] | S = number of susceptibles
I = number of infectors
[5 empty] | social distance | sq-ft | Parties | % | I | Comments | [9 empty] | P = probability of infection for susceptibles
[5 empty] | 6 | 900 | 25 | 0.1 | 2.5 | [10 empty] | p = breathing rate per person (m3/s)
[5 empty] | 6 | 10000 | 277.7778 | 0.1 | 27.7778 | [10 empty] | p = breathing rate per person (m3/s)
[5 empty] | 6 | 100000 | 2777.7778 | 0.1 | 277.7778 | Unlikely the virus will travel this distance without being diluted | [9 empty] | q = quantum generation rate by an infected person (quanta/s)
t = total exposure time (s)
[5 empty] | 16 | 900 | 3.5156 | 0.1 | 0.35156 | [10 empty] | Q = outdoor air supply rate (m3/s).
[5 empty] | 16 | 10000 | 39.0625 | 0.1 | 3.9062
[5 empty] | 16 | 100000 | 390.625 | 0.1 | 39.0625 | Unlikely the virus will travel this distance without being diluted

## CFR
Historical COVID-19 case fatality rate (%) by age and region |  |  |  | https://en.wikipedia.org/w/index.php?title=COVID-19&oldid=965423331#Prognosis
v t e | Age
Country | 0–9 | 10–19 | 20–29 | 30–39 | 40–49 | 50–59 | 60–69 | 70–79 | 80–89 | 90+
Argentina as of 7 May[174] | 0 | 0 | 0.1 | 0.4 | 1.3 | 3.6 | 12.9 | 18.8 | 28.4
Australia as of 4 June[175] | 0 | 0 | 0 | 0 | 0.1 | 0.2 | 1.1 | 4.1 | 18.1 | 40.8
Canada as of 3 December[176] | 0 |  | 0 | 0 | 0.1 | 0.6 | 2.9 | 11.6 | 26.5
Alberta as of 3 June[177] | 0 | 0 | 0.1 | 0.1 | 0.1 | 0.2 | 1.9 | 11.9 | 30.8
Br. Columbia as of 2 June[178] | 0 | 0 | 0 | 0 | 0.5 | 0.8 | 4.6 | 12.3 | 33.8 | 33.6
Ontario as of 3 June[179] | 0 | 0 | 0.1 | 0.2 | 0.5 | 1.5 | 5.6 | 17.7 | 26 | 33.3
Quebec as of 2 June[180] | 0 |  | 0.1 | 0.1 | 0.2 | 1.1 | 6.1 | 21.4 | 30.4 | 36.1
Chile as of 31 May[181][182] | 0.1 |  |  |  | 0.3 | 0.7 | 2.3 | 7.7 | 15.6
China as of 11 February[183] | 0 | 0.2 | 0.2 | 0.2 | 0.4 | 1.3 | 3.6 | 8 | 14.8
Colombia as of 3 June[184] | 0.3 | 0 | 0.2 | 0.5 | 1.6 | 3.4 | 9.4 | 18.1 | 25.6 | 35.1
Denmark as of 4 June[185] | 0.2 | [5 empty] | 4.1 | 16.5 | 28.1 | 48.2
Finland as of 1 December[186] | 0 |  |  |  |  | 0.4 | 1.6 | 9.6 | 32.7
Germany as of 5 June[187] | 0 | 0 | 0.1 |  |  | 1.9 |  | 19.7 |  | 31
Bavaria as of 5 June[188] | 0 | 0 | 0.1 | 0.1 | 0.2 | 0.9 | 5.4 | 15.8 | 28 | 35.8
Israel as of 3 May[189] | 0 | 0 | 0 | 0.9 | 0.9 | 3.1 | 9.7 | 22.9 | 30.8 | 31.3
Italy as of 3 June[190] | 0.3 | 0 | 0.1 | 0.3 | 0.9 | 2.7 | 10.6 | 25.9 | 32.4 | 29.9
Japan as of 7 May[191] | 0 | 0 | 0 | 0.1 | 0.3 | 0.6 | 2.5 | 6.8 | 14.8
Mexico as of 3 June[192] | 3.3 | 0.6 | 1.2 | 2.9 | 7.5 | 15 | 25.3 | 33.7 | 40.3 | 40.6
Netherlands as of 3 June[193] | 0 | 0.2 | 0.1 | 0.3 | 0.5 | 1.7 | 8.1 | 25.6 | 33.3 | 34.5
Norway as of 1 December[194] | 0 |  |  |  | 0.1 | 0.2 | 1.1 | 5.3 | 16.5 | 36.9
Philippines as of 4 June[195] | 1.6 | 0.9 | 0.5 | 0.8 | 2.4 | 5.5 | 13.2 | 20.9 | 31.5
Portugal as of 3 June[196] | 0 | 0 | 0 | 0 | 0.3 | 1.3 | 3.6 | 10.5 | 21.2
South Africa as of 28 May[197] | 0.3 | 0.1 | 0.1 | 0.4 | 1.1 | 3.8 | 9.2 | 15 | 12.3
South Korea as of 1 December[198] | 0 | 0 | 0 | 0 | 0.1 | 0.4 | 1.2 | 6.4 | 18.2
Spain as of 29 May[199] | 0.3 | 0.2 | 0.2 | 0.3 | 0.6 | 1.4 | 5 | 14.3 | 20.8 | 21.7
Sweden as of 30 November[200] | 0.1 | 0 | 0 | 0 | 0.1 | 0.4 | 1.9 | 11.6 | 26.2 | 32.9
Switzerland as of 4 June[201] | 0.6 | 0 | 0 | 0.1 | 0.1 | 0.6 | 3.4 | 11.6 | 28.2
United States
Colorado as of 3 June[202] | 0.2 | 0.2 | 0.2 | 0.2 | 0.8 | 1.9 | 6.2 | 18.5 | 39
Connecticut as of 3 June[203] | 0.2 | 0.1 | 0.1 | 0.3 | 0.7 | 1.8 | 7 | 18 | 31.2
Georgia as of 3 June[204] | 0 | 0.1 |  | 0.5 | 0.9 | 2 | 6.1 | 13.2 | 22
Idaho as of 3 June[205] | 0 | 0 | 0 | 0 | 0 | 0.4 | 3.1 | 8.9 | 31.4
Indiana as of 3 June[206] | 0.1 |  | 0.1 | 0.2 | 0.6 | 1.8 | 7.3 | 17.1 | 30.2
Kentucky as of 20 May[207] | 0 | 0 | 0 | 0.2 | 0.5 | 1.9 | 5.9 | 14.2 | 29.1
Maryland as of 20 May[208] | 0 | 0.1 | 0.2 | 0.3 | 0.7 | 1.9 | 6.1 | 14.6 | 28.8
Massachusetts as of 20 May[209] | 0 | 0 | 0.1 | 0.1 | 0.4 | 1.5 | 5.2 | 16.8 | 28.9
Minnesota as of 13 May[210] | 0 | 0 | 0 | 0.1 | 0.3 | 1.6 | 5.4 | 26.9
Mississippi as of 19 May[211] | 0 | 0.1 | 0.5 | 0.9 | 2.1 | 8.1 | 16.1 | 19.4 | 27.2
Missouri as of 19 May[212] | 0 | 0 | 0.1 | 0.2 | 0.8 | 2.2 | 6.3 | 14.3 | 22.5
Nevada as of 20 May[213] | 0 | 0.3 | 0.3 | 0.4 | 1.7 | 2.6 | 7.7 | 22.3
N. Hampshire as of 12 May[214] | 0 | 0 | 0.4 | 0 | 1.2 | 0 | 2.2 | 12 | 21.2
Oregon as of 12 May[215] | 0 | 0 | 0 | 0 | 0.5 | 0.8 | 5.6 | 12.1 | 28.9
Texas as of 20 May[216] | 0 | 0.5 | 0.4 | 0.3 | 0.8 | 2.1 | 5.5 | 10.1 | 30.6
Virginia as of 19 May[217] | 0 | 0 | 0 | 0.1 | 0.4 | 1 | 4.4 | 12.9 | 24.9
Washington as of 10 May[218] | 0 |  | 0.2 |  | 1.3 |  | 9.8 |  | 31.2
Wisconsin as of 20 May[219] | 0 | 0 | 0.2 | 0.2 | 0.6 | 2 | 5 | 14.7 | 19.9 | 30.4
Average | 0.16889 | 0.097297 | 0.15 | 0.3 | 0.82143 | 2.0209 | 6.1636 | 15.2205 | 26.4833 | 34.5063
Max | 3.3 | 0.9 | 1.2 | 2.9 | 7.5 | 15 | 25.3 | 33.7 | 40.3 | 48.2
Min | 0.1 | 0.1 | 0.1 | 0.1 | 0.1 | 0.2 | 1.1 | 4.1 | 12.3 | 21.7
References starting at 174 going to 219
| 174 | "Sala de Situación COVID-19 Nuevo Coronavirus 2019 Novedades al 07/05 - 18 hs- SE 19" (PDF) (in Spanish). 7 May 2020.
| 175 | Health, Australian Government Department of (4 June 2020). "COVID-19 cases by age group and sex". Australian Government Department of Health. Retrieved 4 June 2020. Health, Australian Government Department of (4 June 2020). "COVID-19 deaths by age group and sex". Australian Government Department of Health. Retrieved 4 June 2020.
| 176 | "Epidemiological summary of COVID-19 cases in Canada - Canada.ca". Public Health Agency of Canada. 3 December 2020. Retrieved 3 December 2020.
| 177 | "COVID-19 Alberta statistics". Government of Alberta.
| 178 | "British Columbia COVID-19 Daily Situation Report, June 3, 2020" (PDF). BC Centre for Disease Control.
| 179 | "Ontario COVID-19 Data Tool". Public Health Ontario.
| 180 | "Situation of the coronavirus (COVID-19) in Québec". www.quebec.ca.
| 181 | "22° informe epidemiológico COVID-19". Ministerio de Salud – Gobierno de Chile.
| 182 | https://cdn.digital.gob.cl/public_files/Campañas/Corona-Virus/Reportes/01.06.2020_Reporte_Covid19.pdf
| 183 | Yanping Z, et al. (The Novel Coronavirus Pneumonia Emergency Response Epidemiology Team) (17 February 2020). "The Epidemiological Characteristics of an Outbreak of 2019 Novel Coronavirus Diseases (COVID-19)—China, 2020". China CDC Weekly. Chinese Center for Disease Control and Prevention. 2 (8): 113–122. Archived from the original on 19 February 2020. Retrieved 18 March 2020.
| 184 | "Coronavirus Colombia". www.ins.gov.co.
| 185 | Overvågning af COVID-19 (Report) (in Danish). Statens Serum Institut. 4 June 2020. Retrieved 4 June 2020.
| 186 | "Confirmed coronavirus cases (COVID-19) in Finland". experience.arcgis.com. THL. "Tilannekatsaus koronaviruksesta - Infektiotaudit ja rokotukset - THL". Terveyden ja hyvinvoinnin laitos.
| 187 | "Coronavirus Disease 2019 (COVID-19) Daily Situation Report of the Robert Koch Institute 05/06/2020 - UPDATED STATUS FOR GERMANY" (PDF). Robert Koch Institute.
| 188 | https://www.lgl.bayern.de/gesundheit/infektionsschutz/infektionskrankheiten_a_z/coronavirus/karte_coronavirus/index.htm
| 189 | "קורונה - משרד הבריאות". Ministry of Health (Israel). 3 May 2020. Retrieved 5 May 2020.
| 190 | "Integrated surveillance of COVID-19 in Italy" (PDF). Istituto Superiore di Sanità.
| 191 | "Coronavirus Disease (COVID-19) Situation Report in Japan". toyokeizai.net.
| 192 | COVID-19 Tablero México - CONACYT (Report) (in Spanish). Mexico City: CONACYT. 3 June 2020. Retrieved 4 June 2020.
| 193 | Epidemiologische situatie COVID-19 in Nederland 3 juni 2020 (Report) (in Dutch). Bilthoven: Rijksinstituut voor Volksgezondheid en Milie. 4 June 2020. Retrieved 4 June 2020.
| 194 | "Daily report and statistics about coronavirus and COVID-19". Folkehelseinstituttet. 1 December 2020. Retrieved 1 December 2020.
| 195 | "COVID-19 Tracker ¦ Department of Health website". Doh.gov.ph. 4 June 2020. Retrieved 4 June 2020.
| 196 | "NOVO CORONAVÍRUS COVID-19 RELATÓRIO DE SITUAÇÃO" (PDF) (in Portuguese). 4 June 2020. Retrieved 4 June 2020.
| 197 | "Update on Covid-19 (28th May 2020)". sacoronavirus.co.za. 29 May 2020.
| 198 | The updates on COVID-19 in Korea as of 1 December (Report). Korea Centers for Disease Control and Prevention. 1 December 2020. Retrieved 1 December 2020.
| 199 | Actualización nº 120. Enfermedad por el coronavirus (COVID-19) (PDF) (Report) (in Spanish). Ministerio de Sanidad, Consumo y Bienestar Social. 29 May 2020. Retrieved 8 August 2020.
| 200 | "FOHM Covid-19". Public Health Agency of Sweden. 1 December 2020.
| 201 | "Todesfälle in der Schweiz nach Altersgruppen". datawrapper.dwcdn.net. 4 June 2020. Retrieved 4 June 2020.
| 202 | "Case data ¦ Colorado COVID-19 Updates". covid19.colorado.gov.
| 203 | "COVID-19 confirmed cases and deaths by age group ¦ Connecticut Data". data.ct.gov. 3 June 2020. Retrieved 4 June 2020.
| 204 | Georgia Department of Public Health
| 205 | "Tableau Public". public.tableau.com.
| 206 | "COVID-19 Case Demographics - the Indiana Data Hub". hub.mph.in.gov.
| 207 | "KDPH COVID-19 Dashboard". Kygeonet.maps.arcgis.com. Retrieved 21 May 2020.
| 208 | Probable but not lab-confirmed deaths not included
| 209 | "COVID-19 Response Reporting". Mass.gov. 20 May 2020. Retrieved 20 May 2020.
| 210 | "Weekly COVID-19 Report 5/14/2020" (PDF). Minnesota Department of Health.
| 211 | "Coronavirus COVID-19 - Mississippi State Department of Health". msdh.ms.gov. 19 May 2020. Retrieved 20 May 2020.
| 212 | "Story Map Series". mophep.maps.arcgis.com.
| 213 | "Microsoft Power BI". app.powerbigov.us.
| 214 | "Microsoft Word - HAV Situation Report #6 07MAY19" (PDF). Retrieved 3 June 2020.
| 215 | "Oregon Health Authority ¦ COVID-19 Updates". govstatus.egov.com.
| 216 | "Texas COVID-19 Data". Dshs.texas.gov. Retrieved 3 June 2020.
| 217 | "COVID-19 Cases in Virginia: Demographics". public.tableau.com. 20 May 2020. Retrieved 20 May 2020.
| 218 | "2019 Novel Coronavirus Outbreak (COVID-19)". Washington State Department of Health. 19 May 2020. Retrieved 20 May 2020.
| 219 | "COVID-19: Wisconsin Deaths". Wisconsin Department of Health Services. 17 April 2020.

## Telework
Opm Title (2012) | Code | Telework %
Correctional Institution Administration | 6 | 1%
Correctional Officer | 7 | 1%
Bond Sales Promotion | 11 | 1%
Explosives Safety Series | 17 | 1%
Safety and Occupational Health Management | 18 | 1%
Safety Technician | 19 | 1%
Community Planning | 20 | 90%
Community Planning Technician | 21 | 90%
Outdoor Recreation Planning | 23 | 90%
Park Ranger | 25 | 10%
Environmental Protection Specialist | 28 | 70%
Environmental Protection Assistant | 29 | 70%
Sports Specialist | 30 | 10%
Funeral Directing | 50 | 10%
Chaplain | 60 | 10%
Clothing Design | 62 | 90%
Fingerprint Identification | 72 | 90%
Security Administration | 80 | 1%
Fire Protection And Prevention | 81 | 1%
United States Marshal | 82 | 1%
Police | 83 | 1%
Nuclear Materials Courier | 84 | 1%
Security Guard | 85 | 0%
Security Clerical And Assistance | 86 | 10%
Guide | 90 | 1%
Foreign Law Specialist | 95 | 90%
General Student Trainee | 99 | 10%
Social Science | 101 | 90%
Social Science Aid And Technician | 102 | 90%
Social Insurance Administration | 105 | 90%
Unemployment Insurance | 106 | 90%
Health Insurance Administration | 107 | 90%
Economist | 110 | 90%
Economics Assistant | 119 | 90%
Foreign Affairs | 130 | 50%
International Relations | 131 | 50%
Intelligence | 132 | 50%
Intelligence Aid And Clerk | 134 | 50%
Foreign Agricultural Affairs | 135 | 50%
International Cooperation | 136 | 50%
Workforce Research And Analysis | 140 | 90%
Workforce Development | 142 | 90%
Geography | 150 | 90%
Civil Rights Analysis | 160 | 90%
History | 170 | 90%
Psychology | 180 | 10%
Psychology Aid And Technician | 181 | 10%
Sociology | 184 | 10%
Social Work | 185 | 10%
Social Services Aid And Assistant | 186 | 10%
Social Services | 187 | 10%
Recreation Specialist | 188 | 10%
Recreation Aid And Assistant | 189 | 10%
General Anthropology | 190 | 90%
Archeology | 193 | 90%
Social Science Student Trainee | 199 | 10%
Human Resources Management | 201 | 50%
Human Resources Assistance | 203 | 50%
Mediation | 241 | 10%
Apprenticeship And Training | 243 | 10%
Labor-Management Relations Examining | 244 | 50%
Equal Employment Opportunity | 260 | 90%
Human Resources Management Student Trainee | 299 | 10%
Miscellaneous Administration And Program | 301 | 90%
Messenger | 302 | 10%
Miscellaneous Clerk And Assistant | 303 | 90%
Information Receptionist | 304 | 10%
Mail And File | 305 | 1%
Correspondence Clerk | 309 | 90%
Work Unit Supervising | 313 | 10%
Secretary | 318 | 90%
Closed Microphone Reporter | 319 | 90%
Clerk-Typist | 322 | 90%
Office Automation Clerical And Assistance | 326 | 90%
Computer Operation | 332 | 10%
Computer Specialist FAA Only | 334 | 10%
Computer Clerk And Assistant | 335 | 10%
Program Management | 340 | 10%
Administrative Officer | 341 | 10%
Support Services Administration | 342 | 90%
Management And Program Analysis | 343 | 10%
Management And Program Clerical And Assistance | 344 | 10%
Logistics Management | 346 | 90%
GAO Analyst | 347 | 90%
Equipment Operator | 350 | 10%
Data Transcriber | 356 | 10%
Coding | 357 | 90%
Equal Opportunity Compliance | 360 | 90%
Equal Opportunity Assistance | 361 | 90%
Telephone Operating | 382 | 90%
Telecommunications Processing | 390 | 90%
Telecommunications | 391 | 90%
General Telecommunications | 392 | 90%
Communications Clerical | 394 | 90%
Administration And Office Support Student Trainee | 399 | 10%
General Natural Resources Management And Biological Sciences | 401 | 90%
Microbiology | 403 | 90%
Biological Science Technician | 404 | 10%
Pharmacology | 405 | 10%
Ecology | 408 | 10%
Zoology | 410 | 10%
Physiology | 413 | 10%
Entomology | 414 | 10%
Toxicology | 415 | 10%
Plant Protection Technician | 421 | 10%
Botany | 430 | 10%
Plant Pathology | 434 | 10%
Plant Physiology | 435 | 10%
Horticulture | 437 | 10%
Genetics | 440 | 90%
Rangeland Management | 454 | 10%
Range Technician | 455 | 10%
Soil Conservation | 457 | 10%
Soil Conservation Technician | 458 | 10%
Irrigation System Operation | 459 | 10%
Forestry | 460 | 10%
Forestry Technician | 462 | 10%
Soil Science | 470 | 90%
Agronomy | 471
Fish And Wildlife Administration | 480
Fish Biology | 482
Wildlife Refuge Management | 485
Wildlife Biology | 486
Animal Science | 487
Biological Science Student Trainee | 499
Financial Administration And Program | 501
Financial Clerical And Assistance | 503
Financial Management | 505
Accounting | 510
Auditing | 511
Internal Revenue Agent | 512
Accounting Technician | 525
Tax Specialist | 526
Cash Processing | 530
Voucher Examining | 540
Civilian Pay | 544
Military Pay | 545
Budget Analysis | 560
Budget Clerical And Assistance | 561
Financial Institution Examining | 570
Credit Union Examiner | 580
Tax Examining | 592
Insurance Accounts | 593
Financial Management Student Trainee | 599
General Health Science | 601
Medical Officer | 602
Physician Assistant | 603
Nurse Anesthetist Title 38 | 605
Nurse | 610
Practical Nurse | 620
Nursing Assistant | 621
Medical Supply Aide And Technician | 622
Autopsy Assistant | 625
Dietitian And Nutritionist | 630
Occupational Therapist | 631
Physical Therapist | 633
Kinesiotherapy | 635
Rehabilitation Therapy Assistant | 636
Manual Arts Therapist | 637
Recreation/Creative Arts Therapist | 638
Educational Therapist | 639
Health Aid And Technician | 640
Nuclear Medicine Technician | 642
Medical Technologist | 644
Medical Technician | 645
Pathology Technician | 646
Diagnostic Radiologic Technologist | 647
Therapeutic Radiologic Technologist | 648
Medical Instrument Technician | 649
Medical Technical Assistant | 650
Respiratory Therapist | 651
Pharmacist | 660
Pharmacy Technician | 661
Optometrist | 662
Speech Pathology And Audiology | 665
Orthotist And Prosthetist | 667
Podiatrist | 668
Medical Records Administration | 669
Health System Administration | 670
Health System Specialist | 671
Prosthetic Representative | 672
Hospital Housekeeping Management | 673
Medical Records Technician | 675
Medical Support Assistance | 679
Dental Officer | 680
Dental Assistant | 681
Dental Hygiene | 682
Dental Laboratory Aid And Technician | 683
Public Health Program Specialist | 685
Sanitarian | 688
Industrial Hygiene | 690
Consumer Safety | 696
Environmental Health Technician | 698
Medical And Health Student Trainee | 699
Veterinary Medical Science | 701
Animal Health Technician | 704
Veterinary Student Trainee | 799
General Engineering | 801
Engineering Technical | 802
Safety Engineering | 803
Fire Protection Engineering | 804
Materials Engineering | 806
Landscape Architecture | 807
Architecture | 808
Construction Control Technical | 809
Civil Engineering | 810
Survey Technical | 817
Environmental Engineering | 819
Construction Analyst | 828
Mechanical Engineering | 830
Nuclear Engineering | 840
Electrical Engineering | 850
Computer Engineering | 854
Electronics Engineering | 855
Electronics Technical | 856
BioEngineering and Biomedical Engineering | 858
Aerospace Engineering | 861
Naval Architecture | 871
Marine Survey Technical | 873
Mining Engineering | 880
Petroleum Engineering | 881
Agricultural Engineering | 890
Chemical Engineering | 893
Industrial Engineering Technical | 895
Industrial Engineering | 896
Engineering Trainee | 898
Engineering And Architecture Student Trainee | 899
General Legal And Kindred Administration | 901
Law Clerk | 904
Attorney | 905
Hearings And Appeals | 930
Administrative Law Judge | 935
Paralegal Specialist | 950
Employee Benefits Law | 958
Contact Representative | 962
Legal Instruments Examining | 963
Land Law Examining | 965
Passport And Visa Examining | 967
Legal Assistance | 986
Tax Law Specialist | 987
Worker's Compensation Claims Examining | 991
Railroad Retirement Claims Examining | 993
Veterans Claims Examining | 996
Claims Assistance And Examining | 998
Legal Occupations Student Trainee | 999
General Arts And Information | 1001
Interior Design | 1008
Exhibits Specialist | 1010
Museum Curator | 1015
Museum Specialist And Technician | 1016
Illustrating | 1020
Office Drafting | 1021
Public Affairs | 1035
Language Specialist | 1040
Language Clerical | 1046
Music Specialist | 1051
Theater Specialist | 1054
Art Specialist | 1056
Photography | 1060
Audiovisual Production | 1071
Writing And Editing | 1082
Technical Writing And Editing | 1083
Visual Information | 1084
Editorial Assistance | 1087
Information And Arts Student Trainee | 1099
General Business And Industry | 1101
Contracting | 1102
Industrial Property Management | 1103
Property Disposal | 1104
Purchasing | 1105
Procurement Clerical And Technician | 1106
Property Disposal Clerical And Technician | 1107
Grants Management | 1109
Public Utilities Specialist | 1130
Trade Specialist | 1140
Commissary Management | 1144
Agricultural Program Specialist | 1145
Agricultural Marketing | 1146
Agricultural Market Reporting | 1147
Industrial Specialist | 1150
Production Control | 1152
Financial Analysis | 1160
Insurance Examining | 1163
Loan Specialist | 1165
Internal Revenue Officer | 1169
Realty | 1170
Appraising | 1171
Housing Management | 1173
Building Management | 1176
Business And Industry Student Trainee | 1199
Patent Technician | 1202
Copyright | 1210
Patent Administration | 1220
Patent Adviser | 1221
Patent Attorney | 1222
Patent Classifying | 1223
Patent Examining | 1224
Design Patent Examining | 1226
Copyright And Patent Student Trainee | 1299
General Physical Science | 1301
Health Physics | 1306
Physics | 1310
Physical Science Technician | 1311
Geophysics | 1313
Hydrology | 1315
Hydrologic Technician | 1316
Chemistry | 1320
Metallurgy | 1321
Astronomy And Space Science | 1330
Meteorology | 1340
Meteorological Technician | 1341
Geology | 1350
Oceanography | 1360
Navigational Information | 1361
Cartography | 1370
Cartographic Technician | 1371
Geodesy | 1372
Land Surveying | 1373
Geodetic Technician | 1374
Forest Products Technology | 1380
Food Technology | 1382
Textile Technology | 1384
Photographic Technology | 1386
Document Analysis | 1397
Physical Science Trainee | 1398
Physical Science Student Trainee | 1399
Librarian | 1410
Library Technician | 1411
Technical Information Services | 1412
Archivist | 1420
Archives Technician | 1421
Library And Archives Student Trainee | 1499
General Mathematics And Statistics | 1501
Actuarial Science | 1510
Operations Research | 1515
Mathematics | 1520
Mathematics Technician | 1521
Mathematical Statistics | 1529
Statistics | 1530
Statistical Assistant | 1531
Cryptanalysis | 1541
Computer Science | 1550
Mathematics Or Computer Science Trainee | 1598
Mathematics And Statistics Student Trainee | 1599
Equipment Facilities, And Services | 1601
Equipment, Facilities, And Services Assistance | 1603
Cemetery Administration Services | 1630
Facility Operations Services | 1640
Printing Services | 1654
Laundry Operations Services | 1658
Food Services | 1667
Equipment Services | 1670
Equipment And Facilities Management Student Trainee | 1699
General Education And Training | 1701
Education And Training Technician | 1702
Education And Vocational Training | 1710
Training Instruction | 1712
Vocational Rehabilitation | 1715
Education Program | 1720
Public Health Educator | 1725
Education Research | 1730
Education Services | 1740
Instructional Systems | 1750
Education Student Trainee | 1799
General Inspection, Investigation, Enforcement, And Compliance Series | 1801
Compliance Inspection And Support | 1802
Investigative Analysis | 1805
General Investigation | 1810
Criminal Investigation | 1811
Air Safety Investigating | 1815
Mine Safety And Health Inspection Series | 1822
Aviation Safety | 1825
Securities Compliance Examining | 1831
Wage And Hour Investigation Series | 1849
Agricultural Warehouse Inspection Series | 1850
Equal Opportunity Investigation | 1860
Consumer Safety Inspection | 1862
Food Inspection | 1863
Customs And Border Protection Interdiction | 1881
Import Compliance Series | 1889
Customs Entry And Liquidating | 1894
Customs And Border Protection | 1895
Border Patrol Enforcement Series | 1896
Investigation Student Trainee | 1899
Quality Assurance | 1910
Agricultural Commodity Grading | 1980
Agricultural Commodity Aid | 1981
Quality Inspection Student Trainee | 1999
General Supply | 2001
Supply Program Management | 2003
Supply Clerical And Technician | 2005
Inventory Management | 2010
Distribution Facilities and Storage Management | 2030
Packaging | 2032
Sales Store Clerical | 2091
Supply Student Trainee | 2099
Transportation Specialist | 2101
Transportation Clerk And Assistant | 2102
Transportation Industry Analysis | 2110
Railroad Safety | 2121
Motor Carrier Safety | 2123
Highway Safety | 2125
Traffic Management | 2130
Freight Rate | 2131
Transportation Loss and Damage Claims Examining | 2135
Cargo Scheduling | 2144
Transportation Operations | 2150
Dispatching | 2151
Air Traffic Control | 2152
Air Traffic Assistance | 2154
Marine Cargo | 2161
Aircraft Operation | 2181
Air Navigation | 2183
Aircrew Technician | 2185
Technical Systems Program Manager | 2186
Transportation Student Trainee | 2199
Information Technology Management | 2210
Information Technology Student Trainee | 2299
Misc Wire Communications Equipment Install & Maintenance | 2501
Telecommunications Mechanic | 2502
Wire Communications Cable Splicing | 2504
Misc Electronic Equipment Install & Maintenance | 2601
Electronic Measurement Equipment Mechanic | 2602
Electronics Mechanic | 2604
Electronic Industrial Controls Mechanic | 2606
Electronic Digital Computer Mechanic | 2608
Electronic Integrated Systems Mechanic | 2610
Misc Electrical Installation and Maintenance | 2801
Electrician | 2805
High Voltage Electrician | 2810
Electrical Equipment Repairer | 2854
Aircraft Electrician | 2892
Misc Fabric And Leather Work | 3101
Fabric Working | 3105
Upholstering | 3106
Sewing Machine Operating | 3111
Miscellaneous Instrument Work | 3301
Optical Instrument Repairing | 3306
Instrument Making | 3314
Instrument Mechanic | 3359
Precision Measurement Equipment Calibrating | 3378
Miscellaneous Machine Tool Work | 3401
Machining | 3414
Toolmaking | 3416
Die Sinking | 3428
Misc General Services And Support Work | 3501
Laboring | 3502
Laboratory Working | 3511
Coin/Currency Checking | 3513
Laboratory Support Working | 3515
Railroad Repairing | 3546
Custodial Working | 3566
Miscellaneous Structural and Finishing Work | 3601
Cement Finishing | 3602
Masonry | 3603
Tile Setting | 3604
Plastering | 3605
Roofing | 3606
Insulating | 3610
Miscellaneous Metal Processing | 3701
Welding | 3703
Non-Destructive Testing | 3705
Metalizing | 3707
Electroplating | 3711
Heat Treating | 3712
Battery Repairing | 3725
Buffing And Polishing | 3727
Shot Peening Machine Operating | 3769
Miscellaneous Metal Work | 3801
Metal Forging | 3802
Sheet Metal Mechanic | 3806
Boilermaking | 3808
Mobile Equipment Metal Mechanic | 3809
Shipfitting | 3820
Metal Tank And Radiator Repairing | 3858
Metal Forming Machine Operating | 3869
Metal Tube Making, Installing, and Repairing | 3872
Misc Motion Picture, Radio, TV, & Sound Equipment Operating | 3901
Motion Picture Projection | 3910
Broadcasting Equipment Operating | 3940
Miscellaneous Lens And Crystal Work | 4001
Prescription Eyeglass Making | 4010
Miscellaneous Painting And Paperhanging | 4101
Painting | 4102
Sign Painting | 4104
Miscellaneous Plumbing And Pipefitting | 4201
Pipefitting | 4204
Plumbing | 4206
Fuel Distribution System Mechanic | 4255
Miscellaneous Pliable Materials Work | 4301
Composite/Plastic Fabricating | 4352
Rubber Equipment Repairing | 4361
Molding | 4373
Miscellaneous Printing And Reproduction | 4401
Bindery Working | 4402
Hand Composing | 4403
Letterpress Operating | 4406
Negative Engraving | 4413
Offset Photography | 4414
Platemaking | 4416
Offset Press Operating | 4417
Bookbinding | 4441
Electrolytic Intaglio Platemaking | 4449
Intaglio Press Operating | 4454
Miscellaneous Woodwork | 4601
Blocking And Bracing | 4602
Wood Working | 4604
Wood Crafting | 4605
Carpentry | 4607
Patternmaking | 4616
Misc General Maintenance and Operations Work | 4701
Model Making | 4714
Exhibits Making/Modeling | 4715
Boat Building And Repairing | 4717
General Equipment Mechanic | 4737
General Equipment Operating | 4741
Utility Systems Repairing-Operating | 4742
Research Laboratory Mechanic | 4745
Maintenance Mechanic | 4749
Cemetery Caretaking | 4754
Misc General Equipment Maintenance | 4801
Locksmithing | 4804
Medical Equipment Repairing | 4805
Chemical Equipment Repairing | 4807
Protective & Safe Equipment Fabricating & Repair | 4816
Aircraft Survival Flight Equipment Repair | 4818
Bowling Equipment Repairing | 4819
Vending Machine Repairing | 4820
Tool And Equipment Repairing | 4840
Bearing Reconditioning | 4850
Domestic Appliance Repairing | 4855
Miscellaneous Plant And Animal Work | 5001
Farming | 5002
Gardening | 5003
Pest Controlling | 5026
Insects Production Working | 5031
Tree Trimming And Removing | 5042
Animal Caretaking | 5048
Miscellaneous Occupations | 5201
Gas And Radiation Detecting | 5205
Rigging | 5210
Shipwright | 5220
Lofting | 5221
Misc Industrial Equipment Maintenance | 5301
Air Conditioning Equipment Mechanic | 5306
Heating & Boiler Plant Equipment Mechanic | 5309
Kitchen/Bakery Equipment Repairing | 5310
Elevator Mechanic | 5313
Laundry & Dry Cleaning Equipment Repairing | 5317
Lock And Dam Repairing | 5318
Oiling And Greasing | 5323
Marine Machinery Mechanic | 5334
Production Machinery Mechanic | 5350
Industrial Equipment Mechanic | 5352
Powered Support Systems Mechanic | 5378
Misc Industrial Equipment Operation | 5401
Boiler Plant Operating | 5402
Utility Systems Operating | 5406
Electrical Power Controlling | 5407
Sewage Disposal Plant Operating | 5408
Water Treatment Plant Operating | 5409
Fuel Distribution System Operating | 5413
Air Conditioning Equipment Operating | 5415
Stationary-Engine Operating | 5419
Sandblasting | 5423
Lock And Dam Operating | 5426
Chemical Plant Operating | 5427
Elevator Operating | 5438
Testing Equipment Operating | 5439
Packaging Machine Operating | 5440
Misc Transportation/Mobile Equipment Operating | 5701
Motor Vehicle Operating | 5703
Fork Lift Operating | 5704
Tractor Operating | 5705
Engineering Equipment Operating | 5716
Crane Operating | 5725
Drill Rig Operating | 5729
Braking-Switching And Conducting | 5736
Locomotive Engineering | 5737
Railroad Maintenance Vehicle Operating | 5738
Airfield Clearing Equipment Operating | 5767
Ship Operating | 5782
Riverboat Operating | 5784
Small Craft Operating | 5786
Deckhand | 5788
Misc Transportation/Mobile Equipment Maintenance | 5801
Heavy Mobile Equipment Mechanic | 5803
Mobile Equipment Servicing | 5806
Automotive Mechanic | 5823
Electromotive Equipment Mechanic | 5876
Misc Ammunitions, Explosives, & Toxic Matter Work | 6501
Explosives Operating | 6502
Munitions Destroying | 6505
Missile/Toxic Materials Handling | 6511
Explosives Test Operating | 6517
Miscellaneous Armament Work | 6601
Artillery Repairing | 6605
Small Arms Repairing | 6610
Ordnance Equipment Mechanic | 6641
Aircraft Ordnance Systems Mechanic | 6652
Special Weapons Systems Mechanic | 6656
Misc Warehousing And Stock Handling | 6901
Tools And Parts Attending | 6904
Materials Handler | 6907
Materials Expediting | 6910
Materials Examining And Identifying | 6912
Hazardous Waste Disposing | 6913
Store Working | 6914
Bulk Money Handling | 6941
Aircraft Freight Loading | 6968
Miscellaneous Packing And Processing | 7001
Packing | 7002
Preservation Servicing | 7006
Equipment Cleaning | 7009
Misc Laundry, Dry Cleaning, And Pressing | 7301
Laundry Working | 7304
Laundry Machine Operating | 7305
Misc Food Preparation And Serving | 7401
Baking | 7402
Cooking | 7404
Bartending | 7405
Meatcutting | 7407
Food Service Working | 7408
Waiter | 7420
Miscellaneous Personal Services | 7601
Barbering | 7603
Misc Fluid Systems Maintenance | 8201
Pneudraulic Systems Mechanic | 8255
Aircraft Pneudraulic Systems Mechanic | 8268
Miscellaneous Engine Overhaul | 8601
Aircraft Engine Mechanic | 8602
Small Engine Mechanic | 8610
Miscellaneous Aircraft Overhaul | 8801
Aircraft Propeller Mechanic | 8810
Aircraft Mechanical Parts Repairing | 8840
Aircraft Mechanic | 8852
Aircraft Attending | 8862
Miscellaneous Film Processing | 9001
Film Assembling And Repairing | 9003
Motion Picture Developing/Printing Machine Operating | 9004
Miscellaneous Vessel Jobs | 9901
Master | 9902
Chief Officer Cable | 9903
Ship Pilot | 9904
First Officer | 9905
Second Officer | 9906
Third Officer | 9907
Ship's Communication Officer | 9908
Radio Officer | 9909
First Assistant Radio Officer | 9910
Radio Electronics Officer | 9911
First Assistant Radio Electronics Officer | 9912
Relief Deck Officer | 9913
Damage Control Officer | 9914
Assistant Damage Control Officer | 9915
Master-MateFishing Vessel) | 9916
Deck Midshipman | 9917
Damage Control Leader | 9918
Damage Control Assistant Leader | 9919
Boatswain | 9920
Carpenter | 9921
Carpenter-Maintenance | 9922
Boatswain's Mate | 9923
Able Seaman | 9924
Able Seaman-Maintenance | 9925
Quartermaster | 9926
Seaman-Fisherman | 9927
Ordinary Seaman | 9928
Damage Controlman | 9929
Chief Engineer | 9931
First Assistant Engineer | 9932
Second Assistant Engineer | 9933
Third Assistant Engineer | 9934
Relief Engineer | 9935
Engine Midshipman | 9936
Chief Electrician | 9939
Electrician | 9940
Electrician-Maintenance | 9941
Second Electrician | 9942
Third Electrician | 9943
Electronics Technician | 9944
Refrigeration Engineer | 9945
Second Refrigeration Engineer | 9946
Third Refrigeration Engineer | 9947
Plumber | 9948
Assistant Plumber | 9949
Plumber-Machinist | 9950
Deck Engineer | 9951
Deck Engineer-Machinist | 9952
Deck Engineer-Mechanic | 9953
Unlicensed Junior Engineer | 9954
Pumpman | 9955
Engineman | 9956
Engine Utilityman | 9957
Evaporator-Utilityman | 9958
Machinist | 9959
Oiler | 9960
Oiler Diesel | 9961
Refrigeration Oiler | 9962
Fireman | 9963
Fireman-Watertender | 9964
Wiper | 9965
Chief Steward | 9968
Third Steward | 9969
Chief Cook | 9971
Steward Cook | 9972
Second Cook | 9973
Third Cook | 9974
Assistant Cook | 9975
Cook-Baker | 9976
Second Cook-Baker | 9977
Night Cook And Baker | 9978
Steward Baker | 9979
Third Pantryman | 9980
Galleyman | 9981
Laundryman | 9982
Assistant Laundryman | 9983
Messman | 9984
Steward Utilityman | 9985
Purser | 9988
Junior Purser | 9989
Disbursing Officer | 9990
Supply Officer | 9991
Assistant Supply Officer | 9992
Junior Supply Officer | 9993
Assistant Storekeeper | 9994
Chief Radio Electronics Technician | 9995
Medical Services Officer | 9996
First Radio Electronics Technician | 9997
Yeoman-Storekeeper | 9998
Second Radio Electronics Technician | 9999

## Arch Trade
Tradeoff Criteria | Arch A | Arch B | Arch C | Arch C failed | Comments | 1- worst,
Ability to prevent future epidemic | 1 | 3 | 5 | 3 | Sensitivity analysis shows that the 5 rating for Arch C is irrelevant | 5 - best
Ability to stop Pandemic | 1 | 3 | 5 | 3 | Sensitivity analysis shows that the 5 rating for Arch C is irrelevant
Rating | 2 | 6 | 10 | 6
Shutdown Costs ($ billions) | 4400 | 0 | 0 | 0
Future Potential Shutdown Costs ($ billions) | 0 | 2200 | 0 | 2200 | It will take 6 months for an updated vaccine, this is similar to the CARES act level of costs
Lives Lost Costs ($ billions) | 7852.32 | 2100 | 151 | 2100 | $7 million per life
Infrastructure Costs ($ billions) | 0 | 10 | 150 | 150 | Vaccine for Arch B, UV + HVAC upgrades for Arch C
Total Costs ($ billions) | 12252.32 | 4310 | 301 | 4450
MOE (Rating / Total Costs) | 0.00016323 | 0.0013921 | 0.033223 | 0.0013483
MOE Normalized Result | 1 | 8.5283 | 203.5269 | 8.26 | Arch C is as shown times better than Arch A
|  | 1 | 23.8649 | 0.96854
[7 empty] | Lives Lost | cost /life ($ millions) | cost ($ millions) | Billions | Trillions
[7 empty] | 1121760 | 7 | 7852320 | 7852.32 | 7.8523
[7 empty] | 300000 | 7 | 2100000 | 2100 | 2.1
[7 empty] | 21600 | 7 | 151200 | 151.2 | 0.1512
[7 empty] | UV Space | sq-ft [1] | Cost/sq-ft | Cost | Comment
[7 empty] | Schools | 1698000000 | 1.76 | 2996470588 | Public and private
[7 empty] | Commercial Office Space | 4000000000 | 1.76 | 7058823529 | Manhattan skyscrapers to lawyer's office
[7 empty] | Retail | 9500000000 | 1.76 | 16764705882 | Indoor & strip malls, big box retailers, grocery stores, restaurants, shopping center space
[7 empty] | Industrial property | 13000000000 | 1.76 | 22941176471 | Manufacture, distribute, warehouse
49761176470
[7 empty] | HVAC Upgrades |  |  | 100000000000
149761176470

## Perf Dec 28
December 28, 20202 World Meters
https://www.worldometers.info/coronavirus/
SORT
# | Country | Total Cases | New Cases | Total Deaths | New Deaths | Total Recovered | Active Cases | Serious, Critical | Tot Cases / 1M pop | Deaths / 1M pop | Total Tests | Tests/1M pop | Population | Tot Test per Pop | P
177 | Burundi | 804 |  | 2 |  | 687 | 115 |  | 67 | 0.2 | 76962 | 6381 | 12061183 | 0.6381% |  | 1
173 | Eritrea | 1039 |  | 1 |  | 623 | 415 |  | 291 | 0.3 | 23693 | 6636 | 3570357 | 0.6636% |  | 2
179 | Taiwan | 793 | 8 | 7 |  | 654 | 132 |  | 33 | 0.3 | 124021 | 5203 | 23837991 | 0.5203% | G | 3
187 | Tanzania | 509 |  | 21 |  | 183 | 305 | 7 | 8 | 0.3 |  |  | 60553806 | 0% |  | 4
170 | Vietnam | 1451 | 10 | 35 |  | 1303 | 113 |  | 15 | 0.4 | 1431631 | 14643 | 97767309 | 1.464% | G | 5
142 | Thailand | 6285 | 144 | 60 |  | 4180 | 2045 | 1 | 90 | 0.9 | 1217873 | 17427 | 69886134 | 1.743% | G | 6
180 | Papua New Guinea | 780 |  | 9 |  | 661 | 110 |  | 86 | 1 | 36674 | 4062 | 9029328 | 0.4062% |  | 7
202 | Fiji | 46 |  | 2 |  | 44 | 0 |  | 51 | 2 | 19883 | 22101 | 899629 | 2.21% |  | 8
215 | Western Sahara | 10 |  | 1 |  | 8 | 1 |  | 17 | 2 |  |  | 604437 | 0% |  | 9
80 | China | 86976 | 21 | 4634 |  | 82003 | 339 | 5 | 60 | 3 | 160000000 | 111163 | 1439323776 | 11.12% | G | 10
140 | Burkina Faso | 6344 |  | 78 |  | 4775 | 1491 |  | 300 | 4 |  |  | 21179633 | 0% |  | 11
157 | Benin | 3205 |  | 44 |  | 3061 | 100 |  | 261 | 4 | 379760 | 30934 | 12276462 | 3.093% |  | 12
158 | Niger | 3110 |  | 96 |  | 1673 | 1341 | 9 | 126 | 4 | 59753 | 2426 | 24625881 | 0.2426% |  | 13
86 | Singapore | 58529 | 5 | 29 |  | 58386 | 114 |  | 9966 | 5 | 5236487 | 891638 | 5872885 | 89.16% | G | 14
98 | Uganda | 33973 | 162 | 248 |  | 11297 | 22428 |  | 732 | 5 | 736720 | 15866 | 46434975 | 1.587% |  | 15
104 | Ivory Coast | 22152 |  | 135 |  | 21752 | 265 |  | 830 | 5 | 253132 | 9483 | 26693932 | 0.9483% |  | 16
108 | Mozambique | 18310 | 45 | 162 | 1 | 16178 | 1970 |  | 578 | 5 | 267599 | 8448 | 31677420 | 0.8448% |  | 17
164 | New Zealand | 2144 |  | 25 |  | 2069 | 50 |  | 429 | 5 | 1394812 | 278845 | 5002100 | 27.88% | G | 18
82 | Nigeria | 84414 |  | 1254 |  | 71034 | 12126 | 10 | 405 | 6 | 925215 | 4435 | 208608549 | 0.4435% |  | 19
111 | DRC | 16917 | 78 | 579 |  | 14484 | 1854 |  | 186 | 6 |  |  | 90870821 | 0% |  | 20
115 | Guinea | 13674 |  | 80 |  | 13067 | 527 | 24 | 1028 | 6 | 105582 | 7936 | 13304590 | 0.7936% |  | 21
133 | Rwanda | 7970 |  | 74 |  | 6289 | 1607 |  | 608 | 6 | 716933 | 54697 | 13107371 | 5.47% |  | 22
156 | South Sudan | 3490 |  | 62 |  | 3118 | 310 | 1 | 310 | 6 | 73265 | 6508 | 11257831 | 0.6508% |  | 23
167 | Chad | 2005 |  | 104 |  | 1662 | 239 |  | 120 | 6 |  |  | 16652868 | 0% |  | 24
197 | Brunei | 152 |  | 3 |  | 149 | 0 |  | 346 | 7 | 81657 | 185783 | 439529 | 18.58% |  | 25
152 | Somalia | 4690 |  | 127 |  | 3605 | 958 |  | 291 | 8 |  |  | 16106921 | 0% |  | 26
155 | Togo | 3555 |  | 68 |  | 3261 | 226 |  | 425 | 8 | 173642 | 20739 | 8372594 | 2.074% |  | 27
181 | Comoros | 715 |  | 7 |  | 626 | 82 |  | 814 | 8 |  |  | 878579 | 0% |  | 28
186 | Mauritius | 527 |  | 10 |  | 496 | 21 |  | 414 | 8 | 289552 | 227491 | 1272807 | 22.75% |  | 29
95 | Sri Lanka | 41603 | 549 | 194 | 3 | 33221 | 8188 |  | 1939 | 9 | 1204350 | 56128 | 21457360 | 5.613% | G | 30
109 | Madagascar | 17714 |  | 261 |  | 17228 | 225 | 16 | 632 | 9 | 100305 | 3578 | 28034753 | 0.3578% |  | 31
118 | Tajikistan | 13237 | 32 | 90 |  | 12726 | 421 |  | 1373 | 9 |  |  | 9641370 | 0% |  | 32
161 | Sierra Leone | 2560 |  | 76 |  | 1872 | 612 |  | 318 | 9 |  |  | 8055669 | 0% |  | 33
139 | Malawi | 6354 |  | 188 |  | 5682 | 484 | 4 | 328 | 10 | 84080 | 4341 | 19368613 | 0.4341% |  | 34
89 | Ghana | 54401 |  | 333 |  | 53180 | 888 | 13 | 1733 | 11 | 656754 | 20924 | 31387415 | 2.092% | G | 35
110 | Angola | 17240 |  | 399 |  | 10354 | 6487 | 8 | 517 | 12 | 171247 | 5134 | 33357625 | 0.5134% |  | 36
138 | Mali | 6629 |  | 253 |  | 4421 | 1955 |  | 323 | 12 | 133247 | 6490 | 20531726 | 0.649% |  | 37
124 | Cuba | 11205 |  | 142 |  | 9705 | 1358 | 18 | 990 | 13 | 1420514 | 125452 | 11323208 | 12.55% |  | 38
151 | CAR | 4948 |  | 63 |  | 1924 | 2961 | 2 | 1016 | 13 | 32711 | 6716 | 4870599 | 0.6716% |  | 39
74 | Malaysia | 106690 | 1594 | 455 | 3 | 85592 | 20643 | 116 | 3276 | 14 | 3271880 | 100462 | 32568390 | 10.05% |  | 40
68 | Ethiopia | 123145 | 281 | 1912 | 3 | 109846 | 11387 | 231 | 1058 | 16 | 1785132 | 15344 | 116339706 | 1.534% |  | 41
87 | S. Korea | 57680 | 808 | 819 | 11 | 39268 | 17593 | 295 | 1125 | 16 | 4038307 | 78733 | 51290915 | 7.873% | G | 42
168 | Liberia | 1779 |  | 83 |  | 1406 | 290 | 2 | 348 | 16 | 39870 | 7794 | 5115188 | 0.7794% |  | 43
100 | Cameroon | 26277 |  | 448 |  | 24892 | 937 | 46 | 978 | 17 | 149000 | 5546 | 26865152 | 0.5546% |  | 44
114 | Botswana | 14025 |  | 40 |  | 11627 | 2358 | 1 | 5906 | 17 | 523759 | 220562 | 2374661 | 22.06% |  | 45
85 | Uzbekistan | 76832 | 81 | 613 |  | 74439 | 1780 | 168 | 2280 | 18 | 1377915 | 40881 | 33705621 | 4.088% |  | 46
130 | Hong Kong | 8672 | 61 | 139 | 2 | 7526 | 1007 | 51 | 1152 | 18 | 4943667 | 656811 | 7526775 | 65.68% | G | 47
137 | Congo | 6908 |  | 107 |  | 5831 | 970 |  | 1237 | 19 | 70252 | 12582 | 5583731 | 1.258% |  | 48
127 | Haiti | 9947 |  | 235 |  | 8563 | 1149 |  | 867 | 20 | 39265 | 3423 | 11470403 | 0.3423% |  | 49
165 | Yemen | 2096 | 2 | 607 |  | 1384 | 105 | 23 | 70 | 20 | 17404 | 577 | 30144146 | 0.05774% |  | 50
105 | Zambia | 19943 | 109 | 384 | 1 | 18296 | 1263 |  | 1070 | 21 | 571271 | 30661 | 18632067 | 3.066% |  | 51
107 | Senegal | 18728 | 119 | 390 | 2 | 17031 | 1307 | 35 | 1104 | 23 | 265840 | 15677 | 16956865 | 1.568% |  | 52
119 | Zimbabwe | 13077 |  | 349 |  | 10593 | 2135 |  | 874 | 23 | 197887 | 13220 | 14968374 | 1.322% |  | 53
162 | Guinea-Bissau | 2447 |  | 45 |  | 2386 | 16 | 5 | 1229 | 23 | 35644 | 17907 | 1990500 | 1.791% |  | 54
160 | Lesotho | 2956 | 231 | 51 |  | 1466 | 1439 |  | 1375 | 24 | 32045 | 14901 | 2150569 | 1.49% |  | 55
190 | Barbados | 362 | 6 | 7 |  | 305 | 50 | 1 | 1259 | 24 | 66649 | 231784 | 287548 | 23.18% |  | 56
144 | Nicaragua | 5991 |  | 164 |  | 4225 | 1602 |  | 899 | 25 |  |  | 6663049 | 0% |  | 57
43 | Japan | 220236 | 2924 | 3252 | 39 | 184662 | 32322 | 661 | 1744 | 26 | 4725966 | 37423 | 126285250 | 3.742% | G | 58
192 | Saint Lucia | 305 |  | 5 |  | 267 | 33 |  | 1657 | 27 | 18999 | 103234 | 184039 | 10.32% |  | 59
128 | Gabon | 9497 |  | 64 |  | 9331 | 102 | 3 | 4219 | 28 | 361879 | 160754 | 2251139 | 16.08% |  | 60
191 | Cayman Islands | 318 |  | 2 |  | 290 | 26 | 1 | 4811 | 30 | 59339 | 897729 | 66099 | 89.77% |  | 61
78 | Kenya | 95992 | 69 | 1664 | 6 | 77521 | 16807 | 34 | 1766 | 31 | 1035309 | 19051 | 54345001 | 1.905% |  | 62
102 | Sudan | 23316 |  | 1468 |  | 13524 | 8324 |  | 526 | 33 |  |  | 44344609 | 0% |  | 63
201 | British Virgin Islands | 86 |  | 1 |  | 74 | 11 |  | 2835 | 33 | 10483 | 345631 | 30330 | 34.56% |  | 64
99 | Australia | 28337 | 25 | 909 | 1 | 25733 | 1695 |  | 1105 | 35 | 11126082 | 433860 | 25644423 | 43.39% | G | 65
72 | Venezuela | 112316 |  | 1014 |  | 106453 | 4849 | 62 | 3955 | 36 | 2404049 | 84661 | 28396157 | 8.466% |  | 66
125 | Syria | 11033 |  | 678 |  | 5141 | 5214 |  | 623 | 38 |  |  | 17706185 | 0% |  | 67
27 | Bangladesh | 510080 | 932 | 7479 | 27 | 453318 | 49283 |  | 3082 | 45 | 3184527 | 19243 | 165491971 | 1.924% |  | 68
28 | Pakistan | 473309 | 1974 | 9929 | 55 | 423892 | 39488 | 2263 | 2123 | 45 | 6589317 | 29552 | 222974428 | 2.955% |  | 69
112 | Uruguay | 16728 |  | 158 |  | 11366 | 5204 | 63 | 4807 | 45 | 613379 | 176276 | 3479648 | 17.63% |  | 70
129 | Réunion | 8936 | 27 | 42 |  | 8496 | 398 | 6 | 9946 | 47 | 48859 | 54382 | 898444 | 5.438% |  | 71
69 | Myanmar | 122534 | 648 | 2618 | 17 | 104351 | 15565 |  | 2245 | 48 | 1759145 | 32225 | 54588668 | 3.223% |  | 72
154 | Gambia | 3793 |  | 123 |  | 3660 | 10 | 1 | 1549 | 50 | 28097 | 11471 | 2449384 | 1.147% |  | 73
196 | Antigua and Barbuda | 155 |  | 5 |  | 146 | 4 | 1 | 1576 | 51 | 6067 | 61703 | 98326 | 6.17% |  | 74
90 | Afghanistan | 52147 | 140 | 2182 | 12 | 41610 | 8355 | 93 | 1325 | 55 | 195416 | 4966 | 39352821 | 0.4966% |  | 75
150 | Equatorial Guinea | 5248 |  | 86 |  | 5097 | 65 |  | 3683 | 60 | 76126 | 53418 | 1425104 | 5.342% |  | 76
147 | Djibouti | 5813 |  | 61 |  | 5706 | 46 |  | 5842 | 61 | 99288 | 99787 | 995002 | 9.979% |  | 77
40 | Nepal | 258840 | 659 | 1832 | 7 | 250581 | 6427 |  | 8807 | 62 | 1915232 | 65163 | 29391504 | 6.516% |  | 78
77 | Algeria | 98249 |  | 2728 |  | 65862 | 29659 | 42 | 2221 | 62 |  |  | 44235861 | 0% |  | 79
47 | UAE | 202863 | 1027 | 660 | 3 | 179925 | 22278 |  | 20391 | 66 | 20440219 | 2054550 | 9948758 | 205.5% | G | 80
117 | Mauritania | 13642 |  | 324 |  | 10297 | 3021 | 63 | 2897 | 69 | 123133 | 26150 | 4708642 | 2.615% |  | 81
64 | Egypt | 132541 |  | 7405 |  | 110015 | 15121 | 90 | 1283 | 72 | 1000000 | 9683 | 103271782 | 0.9683% |  | 82
103 | Namibia | 22287 | 364 | 193 | 2 | 18277 | 3817 | 44 | 8695 | 75 | 202460 | 78985 | 2563267 | 7.899% |  | 83
178 | Monaco | 797 |  | 3 |  | 673 | 121 | 1 | 20240 | 76 | 51953 | 1319341 | 39378 | 131.9% |  | 84
174 | Sao Tome and Principe | 1014 |  | 17 |  | 963 | 34 |  | 4585 | 77 | 7498 | 33907 | 221136 | 3.391% |  | 85
20 | Indonesia | 719219 | 5854 | 21452 | 215 | 589978 | 107789 |  | 2616 | 78 | 7159309 | 26040 | 274937744 | 2.604% |  | 86
91 | Norway | 47276 | 217 | 429 | 8 | 37658 | 9189 | 27 | 8687 | 79 | 2754609 | 506175 | 5442011 | 50.62% | G | 87
148 | Iceland | 5726 | 43 | 28 |  | 5555 | 143 | 1 | 16727 | 82 | 432347 | 1262958 | 342329 | 126.3% |  | 88
29 | Philippines | 470650 | 766 | 9124 | 15 | 438780 | 22746 | 708 | 4267 | 83 | 6679776 | 60564 | 110292627 | 6.056% | G | 89
153 | Curaçao | 4151 | 7 | 14 |  | 2568 | 1569 | 6 | 25246 | 85 | 33412 | 203208 | 164423 | 20.32% |  | 90
59 | Qatar | 143062 |  | 244 |  | 140866 | 1952 | 28 | 50952 | 87 | 1223497 | 435749 | 2807805 | 43.57% |  | 91
116 | Maldives | 13644 |  | 48 |  | 13072 | 524 | 39 | 25027 | 88 | 306361 | 561953 | 545172 | 56.2% |  | 92
136 | Trinidad and Tobago | 7112 |  | 125 |  | 6551 | 436 | 3 | 5074 | 89 | 70745 | 50470 | 1401716 | 5.047% |  | 93
106 | Cyprus | 19657 |  | 112 |  | 2057 | 17488 | 25 | 16223 | 92 | 697549 | 575694 | 1211667 | 57.57% |  | 94
97 | Finland | 35137 | 160 | 546 | 22 | 26000 | 8591 | 29 | 6337 | 98 | 2401947 | 433177 | 5544957 | 43.32% |  | 95
121 | Jamaica | 12732 | 9 | 298 | 3 | 10161 | 2273 | 8 | 4290 | 100 | 137179 | 46227 | 2967516 | 4.623% |  | 96
194 | St. Barth | 184 |  | 1 |  | 172 | 11 |  | 18601 | 101 | 8518 | 861100 | 9892 | 86.11% |  | 97
2 | India | 10224271 | 15546 | 148180 | 240 | 9805908 | 270183 | 8944 | 7373 | 107 | 168818054 | 121746 | 1386641760 | 12.17% | G | 98
143 | Martinique | 6049 |  | 42 |  | 98 | 5909 | 6 | 16125 | 112 | 72534 | 193361 | 375122 | 19.34% |  | 99
195 | Caribbean Netherlands | 182 |  | 3 |  | 174 | 5 |  | 6909 | 114 | 4335 | 164566 | 26342 | 16.46% |  | 100
57 | Kazakhstan | 152460 | 733 | 2196 |  | 139843 | 10421 | 221 | 8072 | 116 | 5170746 | 273781 | 18886397 | 27.38% |  | 101
132 | Eswatini | 8484 |  | 165 |  | 7016 | 1303 | 67 | 7276 | 142 | 75038 | 64353 | 1166038 | 6.435% |  | 102
49 | Belarus | 188588 | 1841 | 1394 | 9 | 167421 | 19773 |  | 19961 | 148 | 3933309 | 416320 | 9447791 | 41.63% |  | 103
176 | Turks and Caicos | 849 |  | 6 |  | 763 | 80 | 2 | 21785 | 154 | 11525 | 295725 | 38972 | 29.57% |  | 104
101 | Estonia | 25808 | 416 | 213 | 9 | 15921 | 9674 | 33 | 19449 | 161 | 616702 | 464743 | 1326974 | 46.47% |  | 105
185 | Bermuda | 581 |  | 10 |  | 394 | 177 | 4 | 9346 | 161 | 137548 | 2212663 | 62164 | 221.3% |  | 106
35 | Saudi Arabia | 362339 | 119 | 6196 | 11 | 353353 | 2790 | 393 | 10330 | 177 | 10903029 | 310823 | 35077896 | 31.08% |  | 107
169 | Gibraltar | 1706 | 45 | 6 |  | 1149 | 551 | 1 | 50644 | 178 | 117462 | 3486968 | 33686 | 348.7% |  | 108
31 | Morocco | 432079 |  | 7240 |  | 398060 | 26779 | 795 | 11639 | 195 | 4394830 | 118382 | 37124246 | 11.84% |  | 109
146 | Mayotte | 5890 | 123 | 55 | 1 | 2964 | 2871 | 4 | 21341 | 199 | 36103 | 130809 | 275998 | 13.08% |  | 110
123 | Cabo Verde | 11714 |  | 112 |  | 11447 | 155 | 23 | 20958 | 200 | 107817 | 192896 | 558939 | 19.29% |  | 111
213 | Montserrat | 13 |  | 1 |  | 12 | 0 |  | 2604 | 200 | 626 | 125376 | 4993 | 12.54% |  | 112
94 | El Salvador | 44619 |  | 1313 | 8 | 39989 | 3317 | 73 | 6862 | 202 | 609398 | 93721 | 6502274 | 9.372% |  | 113
145 | Suriname | 5978 |  | 119 |  | 5479 | 380 | 8 | 10146 | 202 | 25559 | 43379 | 589205 | 4.338% |  | 114
79 | Bahrain | 91733 |  | 351 |  | 89456 | 1926 | 11 | 53028 | 203 | 2326844 | 1345067 | 1729910 | 134.5% |  | 115
84 | Kyrgyzstan | 80535 | 162 | 1349 | 1 | 75057 | 4129 | 53 | 12246 | 205 | 582511 | 88574 | 6576573 | 8.857% |  | 116
50 | Lebanon | 172820 | 1594 | 1409 | 15 | 124234 | 47177 | 420 | 25376 | 207 | 1919379 | 281833 | 6810335 | 28.18% |  | 117
55 | Denmark | 155826 | 2479 | 1204 | 30 | 114841 | 39781 | 113 | 26856 | 208 | 10264912 | 1769133 | 5802228 | 176.9% | G | 118
76 | Libya | 98913 | 532 | 1440 | 4 | 69763 | 27710 |  | 14300 | 208 | 536186 | 77519 | 6916866 | 7.752% |  | 119
141 | Guyana | 6293 |  | 164 |  | 5680 | 449 | 6 | 7982 | 208 | 37451 | 47502 | 788416 | 4.75% |  | 120
58 | Kuwait | 149653 |  | 931 |  | 145579 | 3143 | 36 | 34792 | 216 | 1243422 | 289077 | 4301347 | 28.91% | G | 121
52 | Dominican Republic | 167405 | 641 | 2404 |  | 129306 | 35695 | 233 | 15357 | 221 | 857895 | 78698 | 10901119 | 7.87% |  | 122
0 | World | 81370893 | 237043 | 1776284 | 4761 | 57484045 | 22110564 | 105289 | 10439 | 227.9 |  |  |  |  | Y
120 | French Guiana | 12832 | 53 | 71 |  | 9995 | 2766 | 6 | 42431 | 235 | 101816 | 336672 | 302419 | 33.67% |  | 1
7 | Turkey | 2162775 | 15197 | 20135 | 257 | 2037433 | 105207 | 4251 | 25510 | 237 | 23958818 | 282591 | 84782714 | 28.26% | Y | 2
44 | Azerbaijan | 215483 | 772 | 2538 | 39 | 172019 | 40926 |  | 21159 | 249 | 2163064 | 212400 | 10183913 | 21.24% |  | 3
63 | Palestine | 134310 | 1217 | 1332 | 23 | 110927 | 22051 | 123 | 26035 | 258 | 867643 | 168187 | 5158796 | 16.82% |  | 4
62 | Guatemala | 135441 | 132 | 4773 | 5 | 124604 | 6064 | 5 | 7493 | 264 | 625162 | 34584 | 18076567 | 3.458% |  | 5
67 | Oman | 128563 | 91 | 1495 |  | 121182 | 5886 | 37 | 24870 | 289 | 571472 | 110550 | 5169352 | 11.06% |  | 6
188 | Isle of Man | 374 |  | 25 |  | 346 | 3 |  | 4387 | 293 | 20095 | 235707 | 85254 | 23.57% |  | 7
75 | Paraguay | 104422 |  | 2188 |  | 78262 | 23972 | 163 | 14553 | 305 | 548263 | 76410 | 7175316 | 7.641% |  | 8
70 | Honduras | 119097 |  | 3065 |  | 55704 | 60328 | 121 | 11932 | 307 | 300566 | 30113 | 9981299 | 3.011% |  | 9
96 | Latvia | 36838 | 508 | 578 | 19 | 25533 | 10727 | 61 | 19638 | 308 | 841442 | 448567 | 1875844 | 44.86% |  | 10
175 | Saint Martin | 961 |  | 12 |  | 855 | 94 | 7 | 24649 | 308 | 11186 | 286916 | 38987 | 28.69% |  | 11
25 | Iraq | 592528 | 931 | 12791 | 11 | 533314 | 46423 | 169 | 14573 | 315 | 4439601 | 109190 | 40659531 | 10.92% |  | 12
159 | Channel Islands | 2960 |  | 57 |  | 2045 | 858 | 10 | 16948 | 326 | 260341 | 1490670 | 174647 | 149.1% |  | 13
51 | Slovakia | 168092 | 569 | 1879 | 106 | 120410 | 45803 | 408 | 30781 | 344 | 1386285 | 253854 | 5460945 | 25.39% |  | 14
37 | Serbia | 328619 | 2559 | 3073 | 43 | 31536 | 294010 | 288 | 37686 | 352 | 2253975 | 258484 | 8719979 | 25.85% |  | 15
32 | Israel | 406456 | 4986 | 3247 | 21 | 366321 | 36888 | 602 | 44192 | 353 | 7701395 | 837327 | 9197590 | 83.73% |  | 16
10 | Germany | 1665534 | 10212 | 30838 | 336 | 1255700 | 378996 | 5535 | 19848 | 367 | 33708381 | 401694 | 83915659 | 40.17% | Y | 17
39 | Jordan | 289748 | 1802 | 3778 | 20 | 264061 | 21909 | 252 | 28261 | 368 | 3104457 | 302795 | 10252682 | 30.28% |  | 18
66 | Tunisia | 131592 |  | 4466 |  | 100207 | 26919 | 324 | 11078 | 376 | 586247 | 49351 | 11879088 | 4.935% |  | 19
4 | Russia | 3078035 | 27787 | 55265 | 487 | 2471309 | 551461 | 2300 | 21087 | 379 | 89516176 | 613270 | 145965290 | 61.33% | Y | 20
113 | French Polynesia | 16550 |  | 108 |  | 4842 | 11600 | 21 | 58749 | 383 | 26355 | 93555 | 281705 | 9.356% |  | 21
131 | Guadeloupe | 8588 |  | 154 |  | 2242 | 6192 | 3 | 21462 | 385 | 98053 | 245036 | 400158 | 24.5% |  | 22
26 | Canada | 554295 | 2275 | 14970 | 7 | 459096 | 80229 | 715 | 14624 | 395 | 13438585 | 354541 | 37904174 | 35.45% | Y | 23
88 | Albania | 56572 | 318 | 1164 | 11 | 32122 | 23286 | 39 | 19669 | 405 | 250798 | 87196 | 2876247 | 8.72% |  | 24
53 | Costa Rica | 162990 |  | 2086 |  | 128842 | 32062 | 228 | 31853 | 408 | 475338 | 92896 | 5116887 | 9.29% |  | 25
16 | Ukraine | 1030374 | 4385 | 17849 | 75 | 665729 | 346796 | 177 | 23630 | 409 | 5472989 | 125516 | 43603742 | 12.55% | Y | 26
135 | Bahamas | 7834 |  | 170 |  | 6177 | 1487 | 16 | 19829 | 430 | 51062 | 129244 | 395083 | 12.92% |  | 27
81 | Ireland | 86894 | 765 | 2205 | 1 | 23364 | 61325 | 30 | 17502 | 444 | 2307023 | 464681 | 4964741 | 46.47% |  | 28
18 | South Africa | 1004413 |  | 26735 |  | 844874 | 132804 | 546 | 16832 | 448 | 6445318 | 108009 | 59673704 | 10.8% | Y | 29
61 | Greece | 135931 | 475 | 4672 | 66 | 9989 | 121270 | 467 | 13073 | 449 | 3283621 | 315797 | 10397879 | 31.58% | Y | 30
149 | Aruba | 5305 |  | 49 |  | 5092 | 164 | 4 | 49585 | 458 | 63075 | 589547 | 106989 | 58.95% |  | 31
65 | Lithuania | 132369 | 1773 | 1269 | 15 | 62098 | 69002 | 198 | 48964 | 469 | 1587999 | 587410 | 2703393 | 58.74% |  | 32
122 | Malta | 12426 | 101 | 215 | 5 | 10791 | 1420 | 18 | 28105 | 486 | 506059 | 1144617 | 442121 | 114.5% |  | 33
126 | Belize | 10561 |  | 233 |  | 9281 | 1047 | 4 | 26328 | 581 | 58158 | 144983 | 401136 | 14.5% |  | 34
171 | Sint Maarten | 1393 |  | 26 |  | 1238 | 129 | 4 | 32310 | 603 | 9715 | 225333 | 43114 | 22.53% |  | 35
42 | Georgia | 222143 | 538 | 2418 | 41 | 206313 | 13412 |  | 55739 | 607 | 1876048 | 470732 | 3985388 | 47.07% |  | 36
19 | Netherlands | 770400 | 7415 | 11042 | 44 | N/A | N/A | 651 | 44912 | 644 | 5770408 | 336398 | 17153526 | 33.64% | O | 1
15 | Iran | 1206373 | 5908 | 54814 | 121 | 960751 | 190808 | 5174 | 14274 | 649 | 7460422 | 88271 | 84517652 | 8.827% |  | 2
33 | Portugal | 396666 | 2093 | 6677 | 58 | 321682 | 68307 | 503 | 38957 | 656 | 5323341 | 522817 | 10182028 | 52.28% |  | 3
36 | Austria | 353484 | 1592 | 5931 | 50 | 326768 | 20785 | 421 | 39139 | 657 | 3778483 | 418362 | 9031617 | 41.84% |  | 4
14 | Poland | 1261010 | 3211 | 27147 | 29 | 1005376 | 228487 | 1599 | 33337 | 718 | 7078555 | 187134 | 37826168 | 18.71% | O | 5
60 | Moldova | 141924 | 569 | 2909 | 18 | 127813 | 11202 | 256 | 35223 | 722 | 547968 | 135995 | 4029335 | 13.6% |  | 6
93 | Luxembourg | 45849 | 19 | 487 | 9 | 40456 | 4906 | 32 | 72668 | 772 | 1650157 | 2615415 | 630935 | 261.5% |  | 7
56 | Bolivia | 154843 | 494 | 9098 | 5 | 130222 | 15523 | 71 | 13177 | 774 | 402689 | 34269 | 11750683 | 3.427% |  | 8
45 | Ecuador | 209758 | 403 | 13994 | 2 | 184507 | 11257 | 359 | 11802 | 787 | 737315 | 41484 | 17773559 | 4.148% |  | 9
23 | Romania | 618429 | 2620 | 15334 | 104 | 543341 | 59754 | 1197 | 32253 | 800 | 4726466 | 246502 | 19174157 | 24.65% |  | 10
34 | Sweden | 396048 |  | 8279 |  | N/A | N/A | 302 | 39096 | 817 | 4272532 | 421764 | 10130157 | 42.18% | O | 11
11 | Colombia | 1594497 |  | 42171 |  | 1455975 | 96351 | 2578 | 31174 | 824 | 7874546 | 153956 | 51148037 | 15.4% |  | 12
30 | Switzerland | 438284 | 10087 | 7361 | 151 | 317600 | 113323 | 432 | 50461 | 847 | 3559277 | 409788 | 8685645 | 40.98% | O | 13
24 | Chile | 600105 |  | 16443 |  | 569578 | 14084 | 716 | 31261 | 857 | 6336885 | 330105 | 19196553 | 33.01% |  | 14
41 | Panama | 231357 |  | 3840 |  | 185966 | 41551 | 188 | 53212 | 883 | 1252106 | 287984 | 4347839 | 28.8% |  | 15
3 | Brazil | 7486094 | 1809 | 191207 | 61 | 6515370 | 779517 | 8318 | 35097 | 896 | 28600000 | 134083 | 213300138 | 13.41% | O | 16
46 | Croatia | 205246 | 316 | 3739 | 68 | 193471 | 8036 | 256 | 50149 | 914 | 996935 | 243586 | 4092738 | 24.36% |  | 17
166 | Liechtenstein | 2038 | 20 | 35 | 4 | 1734 | 269 | 24 | 53376 | 917 | 17794 | 466031 | 38182 | 46.6% |  | 18
54 | Armenia | 157948 | 114 | 2775 | 7 | 139675 | 15498 |  | 53253 | 936 | 585057 | 197257 | 2965969 | 19.73% |  | 19
12 | Argentina | 1583297 |  | 42650 |  | 1407926 | 132721 | 3313 | 34875 | 939 | 4683310 | 103159 | 45398764 | 10.32% | O | 20
13 | Mexico | 1383434 | 6217 | 122426 | 400 | 1038766 | 222242 | 3913 | 10675 | 945 | 3511534 | 27096 | 129595093 | 2.71% | O | 21
38 | Hungary | 316669 | 609 | 9161 | 114 | 134344 | 173164 | 448 | 32821 | 949 | 2615237 | 271058 | 9648241 | 27.11% |  | 22
5 | France | 2559686 |  | 62746 |  | 189941 | 2306999 | 2659 | 39172 | 960 | 34273124 | 524498 | 65344575 | 52.45% | O | 23
1 | USA | 19589952 | 16105 | 341332 | 194 | 11501001 | 7747619 | 28689 | 59014 | 1028 | 246804411 | 743487 | 331955077 | 74.35% | R | 1
48 | Bulgaria | 197716 |  | 7164 |  | 111008 | 79544 | 523 | 28561 | 1035 | 1130629 | 163326 | 6922534 | 16.33% |  | 2
21 | Czechia | 674340 | 3732 | 11152 | 53 | 566048 | 97140 | 618 | 62912 | 1040 | 3663434 | 341778 | 10718758 | 34.18% |  | 3
6 | UK | 2329730 | 41385 | 71109 | 357 | N/A | N/A | 1529 | 34230 | 1045 | 52257588 | 767804 | 68061074 | 76.78% | R | 4
9 | Spain | 1869610 |  | 49824 |  | N/A | N/A | 1907 | 39980 | 1065 | 27016086 | 577715 | 46763700 | 57.77% | R | 5
134 | Andorra | 7875 | 54 | 83 |  | 7318 | 474 | 15 | 101842 | 1073 | 180088 | 2328945 | 77326 | 232.9% |  | 6
92 | Montenegro | 46969 | 275 | 675 | 9 | 37281 | 9013 | 68 | 74779 | 1075 | 175905 | 280057 | 628105 | 28.01% |  | 7
17 | Peru | 1007657 |  | 37474 |  | 945603 | 24580 | 1144 | 30355 | 1129 | 5463577 | 164586 | 33195820 | 16.46% | R | 8
83 | North Macedonia | 81804 | 83 | 2456 | 11 | 59650 | 19698 | 138 | 39266 | 1179 | 394329 | 189278 | 2083332 | 18.93% |  | 9
8 | Italy | 2056277 | 8585 | 72370 | 445 | 1408686 | 575221 | 2565 | 34034 | 1198 | 26114818 | 432236 | 60417968 | 43.22% | R | 10
73 | Bosnia and Herzegovina | 109691 |  | 3953 |  | 75717 | 30021 |  | 33537 | 1209 | 503906 | 154066 | 3270719 | 15.41% |  | 11
71 | Slovenia | 115327 | 521 | 2595 | 30 | 94191 | 18541 | 205 | 55470 | 1248 | 656971 | 315991 | 2079079 | 31.6% |  | 12
22 | Belgium | 638877 | 847 | 19200 | 42 | 43873 | 575804 | 492 | 55007 | 1653 | 6816200 | 586875 | 11614401 | 58.69% | R | 13
163 | San Marino | 2275 | 44 | 57 | 1 | 1955 | 263 | 10 | 66979 | 1678 | 25532 | 751693 | 33966 | 75.17% |  | 14
172 | Mongolia | 1137 | 16 |  |  | 711 | 426 | 3 | 344 |  | 548812 | 166106 | 3303988 | 16.61% |  | 1
182 | Diamond Princess | 712 |  | 13 |  | 699 | 0 | [8 empty] | 2
183 | Bhutan | 623 | 26 |  |  | 445 | 178 |  | 803 |  | 262776 | 338733 | 775761 | 33.87% |  | 3
184 | Faeroe Islands | 582 | 3 |  |  | 535 | 47 | 1 | 11889 |  | 195209 | 3987601 | 48954 | 398.8% |  | 4
189 | Cambodia | 364 |  |  |  | 360 | 4 |  | 22 |  | 325926 | 19364 | 16831800 | 1.936% |  | 5
193 | Seychelles | 205 |  |  |  | 184 | 21 |  | 2078 |  | 5200 | 52714 | 98646 | 5.271% |  | 6
198 | Grenada | 124 |  |  |  | 78 | 46 |  | 1099 |  | 6781 | 60126 | 112779 | 6.013% |  | 7
199 | St. Vincent Grenadines | 109 |  |  |  | 87 | 22 |  | 981 |  | 14222 | 127996 | 111113 | 12.8% |  | 8
200 | Dominica | 88 |  |  |  | 83 | 5 |  | 1221 |  | 6618 | 91822 | 72074 | 9.182% |  | 9
203 | Macao | 46 |  |  |  | 46 | 0 |  | 70 |  | 4238 | 6484 | 653652 | 0.6484% |  | 10
204 | Timor-Leste | 44 | 3 |  |  | 32 | 12 |  | 33 |  | 16762 | 12597 | 1330639 | 1.26% |  | 11
205 | Laos | 41 |  |  |  | 40 | 1 |  | 6 |  | 90556 | 12359 | 7327017 | 1.236% |  | 12
206 | New Caledonia | 38 |  |  |  | 37 | 1 |  | 132 |  | 18616 | 64900 | 286841 | 6.49% |  | 13
207 | Saint Kitts and Nevis | 32 |  |  |  | 27 | 5 |  | 599 |  | 4854 | 90928 | 53383 | 9.093% |  | 14
208 | Falkland Islands | 29 |  |  |  | 17 | 12 |  | 8218 |  | 5467 | 1549164 | 3529 | 154.9% |  | 15
209 | Vatican City | 27 |  |  |  | 15 | 12 |  | 33666 |  |  |  | 802 | 0% |  | 16
210 | Greenland | 26 |  |  |  | 19 | 7 |  | 458 |  | 15621 | 274930 | 56818 | 27.49% |  | 17
211 | Solomon Islands | 17 |  |  |  | 5 | 12 |  | 24 |  | 4500 | 6475 | 695026 | 0.6475% |  | 18
212 | Saint Pierre Miquelon | 15 |  |  |  | 14 | 1 |  | 2595 |  | 3105 | 537197 | 5780 | 53.72% |  | 19
214 | Anguilla | 12 |  |  |  | 10 | 2 |  | 796 |  | 4714 | 312828 | 15069 | 31.28% |  | 20
216 | MS Zaandam | 9 |  | 2 |  | 7 | 0 | [8 empty] | 21
217 | Marshall Islands | 4 |  |  |  | 4 | 0 |  | 67 |  |  |  | 59386 | 0% |  | 22
218 | Wallis and Futuna | 4 |  |  |  | 1 | 3 |  | 359 |  | 1149 | 103133 | 11141 | 10.31% |  | 23
219 | Samoa | 2 |  |  |  | 2 | 0 |  | 10 |  |  |  | 199061 | 0% |  | 24
220 | Vanuatu | 1 |  |  |  | 1 | 0 |  | 3 |  |  |  | 310618 | 0% |  | 25
| Total: | 81370893 | 237043 | 1776284 | 4761 | 57484045 | 22110564 | 105289 | 10439.1 | 227.9

## Airplane R0
cu-ft
Probability of being in contact | [27 empty] | 20412
| 1 | 2 | 3 | 4 | 5 | 6 | 7 | 8 | 9 | 10 | 11 | 12 | 13 | 14 | 15 | 16 | 17 | 18 | 19 | 20 | 21 | 22 | 23 | 24 | 25 | 26 | 27 | WR PI |  | A | B | C |  | D | E | F
F | 10 | 10 | 10 | 10 | 10 | 20 | 30 | 30 | 30 | 20 | 40 | 40 | 50 | 40 | 40 | 10 | 10 | 10 | 10 | 10 | 10 | 10 | 10 | 10 | 10 | 10 | 10 | 9.72 | 1 | 10 | 40 | 30 |  | 30 | 30 | 10
E | 30 | 30 | 30 | 30 | 30 | 30 | 40 | 40 | 50 | 50 | 60 | 60 | 90 | 90 | 90 | 70 | 70 | 70 | 60 | 60 | 60 | 60 | 60 | 60 | 60 | 60 | 60 |  | 2 | 10 | 30 | 30 |  | 30 | 30 | 10
D | 30 | 30 | 30 | 40 | 50 | 40 | 50 | 50 | 60 | 60 | 60 | 60 | 100 | 100 | 100 | 80 | 80 | 70 | 70 | 60 | 60 | 60 | 60 | 60 | 60 | 60 | 60 |  | 3 | 10 | 30 | 30 |  | 30 | 30 | 10
[26 empty] | flight attendant | 100 |  | 4 | 10 | 30 | 40 |  | 40 | 30 | 10
C | 30 | 30 | 30 | 40 | 40 | 40 | 50 | 60 | 70 | 60 | 60 | 60 | 100 | I | 100 | 80 | 80 | 70 | 70 | 60 | 60 | 60 | 60 | 60 | 60 | 60 | 60 |  | 5 | 10 | 30 | 40 |  | 50 | 30 | 10
B | 40 | 30 | 30 | 30 | 30 | 30 | 40 | 40 | 50 | 50 | 60 | 60 | 100 | 100 | 100 | 70 | 70 | 70 | 60 | 60 | 60 | 60 | 60 | 60 | 60 | 60 | 60 |  | 6 | 20 | 30 | 40 |  | 40 | 30 | 20
A | 10 | 10 | 10 | 10 | 10 | 20 | 30 | 30 | 30 | 30 | 40 | 40 | 100 | 100 | 100 | 10 | 10 | 10 | 10 | 10 | 10 | 10 | 10 | 10 | 10 | 10 | 10 |  | 7 | 30 | 40 | 50 |  | 50 | 40 | 30
[29 empty] | 8 | 30 | 40 | 60 |  | 50 | 40 | 30
https://www.pnas.org/content/pnas/115/14/3623.full.pdf | [28 empty] | 9 | 30 | 50 | 70 |  | 60 | 50 | 30
https://www.nationalgeographic.com/science/2020/01/how-coronavirus-spreads-on-a-plane/ | [28 empty] | 10 | 30 | 50 | 60 |  | 60 | 50 | 20
[29 empty] | 11 | 40 | 60 | 60 |  | 60 | 60 | 40
% | count |  | R0a | % | R0a | [23 empty] | 12 | 40 | 60 | 60 |  | 60 | 60 | 40
10 | 34 |  | 3.4 | 10 | 0.34 | [23 empty] | 13 | 100 | 100 | 100 |  | 100 | 90 | 50
20 | 3 |  | 0.6 | 10 | 0.06 | [23 empty] | 14 | 100 | 100 | I |  | 100 | 90 | 40
30 | 24 |  | 7.2 | 10 | 0.72 | [23 empty] | 15 | 100 | 100 | 100 |  | 100 | 90 | 40
40 | 16 |  | 6.4 | 10 | 0.64 | [23 empty] | 16 | 10 | 70 | 80 |  | 80 | 70 | 10
50 | 9 |  | 4.5 | 10 | 0.45 | [23 empty] | 17 | 10 | 70 | 80 |  | 80 | 70 | 10
60 | 46 |  | 27.6 | 10 | 2.76 | [23 empty] | 18 | 10 | 70 | 70 |  | 70 | 70 | 10
70 | 11 |  | 7.7 | 10 | 0.77 | [23 empty] | 19 | 10 | 60 | 70 |  | 70 | 60 | 10
80 | 4 |  | 3.2 | 10 | 0.32 | [23 empty] | 20 | 10 | 60 | 60 |  | 60 | 60 | 10
90 | 3 |  | 2.7 | 10 | 0.27 | [23 empty] | 21 | 10 | 60 | 60 |  | 60 | 60 | 10
100 | 12 |  | 12 | 100 | 12 | [23 empty] | 22 | 10 | 60 | 60 |  | 60 | 60 | 10
|  | R0 | 75.3 |  | 18.33 | [23 empty] | 23 | 10 | 60 | 60 |  | 60 | 60 | 10
[29 empty] | 24 | 10 | 60 | 60 |  | 60 | 60 | 10
[29 empty] | 25 | 10 | 60 | 60 |  | 60 | 60 | 10
[29 empty] | 26 | 10 | 60 | 60 | flight attendant | 60 | 60 | 10
[29 empty] | 27 | 10 | 60 | 60 | 100 | 60 | 60 | 10
Probability of being infected
| 1 | 2 | 3 | 4 | 5 | 6 | 7 | 8 | 9 | 10 | 11 | 12 | 13 | 14 | 15 | 16 | 17 | 18 | 19 | 20 | 21 | 22 | 23 | 24 | 25 | 26 | 27
F | 1 | 1 | 1 | 1 | 1 | 1 | 1 | 1 | 1 | 1 | 1 | 1 | 1 | 1 | 1 | 1 | 1 | 1 | 1 | 1 | 1 | 1 | 1 | 1 | 1 | 1 | 1
E | 1 | 1 | 1 | 1 | 1 | 2 | 1 | 1 | 1 | 1 | 1 | 1 | 2 | 3 | 3 | 2 | 2 | 2 | 1 | 1 | 1 | 1 | 1 | 2 | 2 | 2 | 2
D | 1 | 1 | 2 | 2 | 2 | 2 | 1 | 1 | 1 | 1 | 1 | 1 | 100 | 100 | 100 | 2 | 3 | 3 | 3 | 1 | 1 | 1 | 1 | 2 | 2 | 2 | 2
[26 empty] | flight attendant | 40
C | 1 | 1 | 2 | 2 | 2 | 1 | 1 | 1 | 1 | 1 | 1 | 1 | 100 | I | 100 | 2 | 3 | 3 | 3 | 1 | 1 | 1 | 1 | 2 | 2 | 2 | 2
B | 1 | 1 | 1 | 1 | 2 | 1 | 1 | 1 | 1 | 1 | 1 | 1 | 100 | 100 | 100 | 2 | 2 | 2 | 1 | 1 | 1 | 1 | 1 | 2 | 2 | 2 | 2
A | 1 | 1 | 1 | 1 | 1 | 1 | 1 | 1 | 1 | 1 | 1 | 1 | 100 | 100 | 100 | 1 | 1 | 1 | 1 | 1 | 1 | 1 | 1 | 1 | 1 | 1 | 1
https://www.pnas.org/content/pnas/115/14/3623.full.pdf
https://www.nationalgeographic.com/science/2020/01/how-coronavirus-spreads-on-a-plane/
% | count |  | R0a
1 | 108 |  | 1.08
2 | 34 |  | 0.68
3 | 8 |  | 0.24
40 | 1 |  | 0.4
50 | 0 |  | 0
60 | 0 |  | 0
70 | 0 |  | 0
80 | 0 |  | 0
90 | 0 |  | 0
100 | 11 |  | 11
|  | R0 | 13.4
Boeing 737-300 Aircraft on Flight 2 from Hong Kong to Beijing on March 15, 2003
|  |  | 1 | 2 |  | 3 | 4 | 5 | 6 | 7 | 8 | 9 | 10 | 11 | 12 |  | 13 | 14 | 15 | 16 | 17 | 18 | 19 | 20 | 21 | 22
|  |  | e | e | F | e | pi | ni | pi | pi | pi | S | S | ni | ni |  | S | ni | ni | ni | ni | ni | S | ni | pi | e
[5 empty] | E | e | pi | pi | pi | pi | pi | pi | S | ni | ni |  | S | IP | ni | ni | pi | pi | ni | pi | ni | e
c |  |  | e | ni | D | ni | ni | pi | pi | ni | pi | S | ni | pi | S |  | ni | ni | pi | ni | pi | ni | ni | pi | ni | pi
[19 empty] | Sc |  |  |  |  | c | bar: e to ni; 6 pi pi pi; 10 S S ni
c |  |  | e | e | C | e | ni | ni | pi | S | ni | ni | ni | S | S |  | S | pi | ni | pi | pi | ni | ni | pi | ni | e
| CI |  |  |  | B | e | pi | ni | pi | S | pi | pi | pi | pi | pi |  | pi | S | pi | S | S | ni | ni | pi | pi | e
| CI |  | e | e | A | e | pi | ni | pi | ni | pi | pi | pi | ni | S |  | ni | ni | ni | S | ni | ni | pi | pi | pi | pi
https://www.nejm.org/doi/pdf/10.1056/NEJMoa031349
Transmission of the Severe Acute Respiratory Syndrome on Aircraft
Two flight attendants and two Chinese officials also reportedly had illness that met the WHO criteria for a probable case of SARS.
The seat locations of the two Chinese officials are unknown, and they are not included in the diagram.
The flight attendants are shown here as members of the crew.
count
IP | 1 |  | e: IP - Infected
S | 18 |  | e: S - Probable SARS Case
e | 17 |  | e: e - Empty Seat
ni | 46 |  | e: ni - No Illness Person Not Interviewed
pi | 47 |  | e: pi - No Illness Person Interviewed
c | 7 |  | e: c - Crew
Sc | 2 |  | e: Sc - Sick Crew
CI | 2 |  | e: CI - Chinese officials unknown seats
| 22 |  | e: Total New SARS Cases = R0
Transmission of SARS-CoV-2 During Long Flight
London, UK, to Hanoi, Vietnam, on March 2, 2020
|  |  | 1 | 2 | 3 | 4 | 5 | 6 | 7 |  | 10 | 11 | 12 | - | 14 | 15 |  | 16 | 17 | 18 | 19 | 20 | 21 | 22 | 23 | 24 |  | 25 | 26 | 27 | 28 | 29 | 30 | 31 | 32 | 33 | 34 | 35 | 36 | 37 | 38 |  | 39 | 40
[10 empty] | K | ni | pi | pi | - | pi | pi | K | e | e | pi | e | pi | ni | pi | pi | pi | K | e | pi | pi | pi | ni | pi | pi | ni | pi | pi | pi | pi | pi | pi
|  | K | e | pi | S | S | IP | e | e | G | pi | pi | pi | - | pi | pi | H | e | e | e | e | pi | ni | pi | S | pi | H | e | pi | pi | pi | ni | pi | pi | ni | pi | pi | e | e | pi | pi | K | e
[17 empty] | G | e | e | e | e | pi | ni | pi | pi | ni | G | e | pi | pi | pi | e | pi | e | e | pi | e | e | e | pi | pi | G | e
Sc
|  | G | pi | e | pi | S | S | S | S | F | pi | pi | ni | - | pi | pi | F | e | pi | e | e | pi | pi | pi | pi | ni | F | e | pi | pi | pi | e | e | pi | pi | pi | e | pi | e | pi | pi | F | e | e
[10 empty] | E | pi | pi | ni | - | pi | pi | E | pi | e | e | e | pi | pi | pi | e | S | E | e | pi | pi | pi | pi | pi | e | pi | pi | pi | pi | e | pi | pi | E | e | e
|  | D | pi | e | S | S | S | S | S | D | pi | pi | pi | - | pi | pi | D | pi | pi | e | e | pi | pi | pi | e | pi | D | e | pi | pi | pi | pi | pi | pi | pi | pi | pi | pi | e | pi | pi | D | e | e
[17 empty] | C | e | pi | e | pi | ni | pi | pi | pi | pi | C | e | pi | pi | ni | ni | e | pi | pi | pi | e | pi | pi | pi | pi | C | e
[10 empty] | C | pi | pi | pi | - | ni | ni | B | e | e | e | e | pi | pi | pi | pi | pi | B | e | ni | pi | e | e | ni | pi | ni | e | pi | e | pi | pi | pi | A | e
|  | A | pi | ni | pi | pi | S | e | e | A | ni | pi | pi | - | ni | ni | A | e | pi | pi | pi | pi | pi | pi | pi | pi | A | e | ni | pi | ni | ni | ni | pi | ni | e | pi | ni | pi | pi | pi
https://wwwnc.cdc.gov/eid/article/26/11/20-3299_article, https://wwwnc.cdc.gov/eid/article/26/11/pdfs/20-3299.pdf
Transmission of SARS-CoV 2 During Long-Haul Flight
count
IP | 1 |  | IP - Infected
S | 14 |  | S - Probable SARS Case
e | 80 |  | e - Empty Seat
ni | 30 |  | ni - No Illness Person Not Interviewed
pi | 159 |  | pi - No Illness Person Interviewed
c | 4 |  | c - Crew
Sc | 1 |  | Sc - Sick Crew
CI | 0 |  | CI - Chinese officials unknown seats
| 15 |  | Total New COVID-19 Cases = R0

## Travel
US Holiday Travel Impact
Events | Travelers | Newly Infected Pop | % Infected Pop | R Travel | Infections | Deaths @ 3% | Comment | Ref
Thankgiving 2020 | 9400000 | 4000000 | 1.22% | 18 | 2063414.6341 | 61902.439 | That means more than 9.4 million people have been screened in the Thanksgiving travel window, which began on the Friday before the holiday. | https://www.cnn.com/travel/article/thanksgiving-travel-volume-2020-pandemic/index.html
Chritmas 2020 | 2900000 | 5000000 | 1.524% | 18 | 795731.7073 | 23871.9512 | Meanwhile, 2.9 million travelers are still expected to book flights, a drop of almost 60%. | https://www.citizen-times.com/story/news/2020/12/18/christmas-travel-down-but-not-out-over-covid-19-concerns/3938666001/
Chritmas 2020 | 14379042 | 5000000 | 1.524% | 18 | 3945468.8415 | 118364.0652 | After air travel broke a pandemic record on Wednesday, the TSA says it screened 846,520 people at airports nationwide on Thursday. The Christmas Eve figure does not signal the end of the holiday travel rush, but rather a lull before people who left town for the Friday holiday begin coming home. TSA numbers show that in the last week, 7,189,521 people were screened at TSA checkpoints. | https://www.cnn.com/2020/12/25/business/tsa-air-travel/index.html
[7 empty] | October 18: 1,031,505 November 20: 1,019,836 November 25: 1,070,967 November 29: 1,176,091 December 18: 1,066,747 December 19: 1,073,563 December 20: 1,064,619 December 23: 1,191,123 | https://www.thedenverchannel.com/news/national/coronavirus/tsa-screens-record-high-number-of-travelers-ahead-of-christmas-holiday
Thankgiving 2020 | 9400000 | 4000000 | 1.22% | 13.4 | 1536097.561 | 46082.9268
Chritmas 2020 | 14379042 | 5000000 | 1.524% | 13.4 | 2937182.3598 | 88115.4708
R0 | https://www.nationalgeographic.com/science/2020/01/how-coronavirus-spreads-on-a-plane/
11 | The World Health Organization defines contact with an infected person as being seated within two rows of one another.
16 | https://wwwnc.cdc.gov/eid/article/26/11/20-3299_article
18 | https://www.nejm.org/doi/full/10.1056/nejmoa031349
TBD | https://www.ecdc.europa.eu/en/all-topics-ztravellers-health/infectious-diseases-aircraft
Probability of being in contact
[11 empty] | 1 | 2 | 3 | 4 | 5 | 6 | 7 | 8 | 9 | 10 | 11 | 12 | 13 | 14 | 15 | 16 | 17 | 18 | 19 | 20 | 21 | 22 | 23 | 24 | 25 | 26 | 27
[10 empty] | F | 10 | 10 | 10 | 10 | 10 | 20 | 30 | 30 | 30 | 20 | 40 | 40 | 50 | 40 | 40 | 10 | 10 | 10 | 10 | 10 | 10 | 10 | 10 | 10 | 10 | 10 | 10
[10 empty] | E | 30 | 30 | 30 | 30 | 30 | 30 | 40 | 40 | 50 | 50 | 60 | 60 | 90 | 90 | 90 | 70 | 70 | 70 | 60 | 60 | 60 | 60 | 60 | 60 | 60 | 60 | 60
[10 empty] | D | 30 | 30 | 30 | 40 | 50 | 40 | 50 | 50 | 60 | 60 | 60 | 60 | 100 | 100 | 100 | 80 | 80 | 70 | 70 | 60 | 60 | 60 | 60 | 60 | 60 | 60 | 60
[36 empty] | flight attendant | 100
[10 empty] | C | 30 | 30 | 30 | 40 | 40 | 40 | 50 | 60 | 70 | 60 | 60 | 60 | 100 | I | 100 | 80 | 80 | 70 | 70 | 60 | 60 | 60 | 60 | 60 | 60 | 60 | 60
[10 empty] | B | 40 | 30 | 30 | 30 | 30 | 30 | 40 | 40 | 50 | 50 | 60 | 60 | 100 | 100 | 100 | 70 | 70 | 70 | 60 | 60 | 60 | 60 | 60 | 60 | 60 | 60 | 60
[10 empty] | A | 10 | 10 | 10 | 10 | 10 | 20 | 30 | 30 | 30 | 30 | 40 | 40 | 100 | 100 | 100 | 10 | 10 | 10 | 10 | 10 | 10 | 10 | 10 | 10 | 10 | 10 | 10
Movement past the I passenger probably will not result in infection because of air exchange rate and short time passing I passenger
https://www.pnas.org/content/pnas/115/14/3623.full.pdf
https://www.nationalgeographic.com/science/2020/01/how-coronavirus-spreads-on-a-plane/
[8 empty] | % | count |  | Probability of being in contact 1: R0; Probability of being in contact 3: Prob; Probability of being in contact 5: R0
[8 empty] | 10 | 34 |  | Probability of being in contact 1: 3.4; Probability of being in contact 3: 10; Probability of being in contact 5: 0.34; Probability of being in contact 8: https://www.nationalgeographic.com/science/2020/01/how-coronavirus-spreads-on-a-plane/
[8 empty] | 20 | 3 |  | Probability of being in contact 1: 0.6; Probability of being in contact 3: 10; Probability of being in contact 5: 0.06; Probability of being in contact 8: The World Health Organization defines contact with an infected person as being seated within two rows of one another. But people don’t just sit during flights, particularly ones lasting longer than a few hours. They visit the bathroom, stretch their legs, and grab items from the overhead bins. In fact, during the 2003 coronavirus outbreak of the severe acute respiratory syndrome (SARS), a passenger aboard a flight from Hong Kong to Beijing infected people well outside the WHO’s two-row boundary. The New England Journal of Medicine noted that the WHO criteria “would have missed 45 percent of the patients with SARS.”
[8 empty] | 30 | 24 |  | Probability of being in contact 1: 7.2; Probability of being in contact 3: 10; Probability of being in contact 5: 0.72; Probability of being in contact 8: https://www.nejm.org/doi/full/10.1056/nejmoa031349
[8 empty] | 40 | 16 |  | Probability of being in contact 1: 6.4; Probability of being in contact 3: 10; Probability of being in contact 5: 0.64
[8 empty] | 50 | 9 |  | Probability of being in contact 1: 4.5; Probability of being in contact 3: 10; Probability of being in contact 5: 0.45
[8 empty] | 60 | 46 |  | Probability of being in contact 1: 27.6; Probability of being in contact 3: 10; Probability of being in contact 5: 2.76; Probability of being in contact 8: Massive movement
[8 empty] | 70 | 11 |  | Probability of being in contact 1: 7.7; Probability of being in contact 3: 10; Probability of being in contact 5: 0.77
[8 empty] | 80 | 4 |  | Probability of being in contact 1: 3.2; Probability of being in contact 3: 10; Probability of being in contact 5: 0.32
[8 empty] | 90 | 3 |  | Probability of being in contact 1: 2.7; Probability of being in contact 3: 10; Probability of being in contact 5: 0.27
[8 empty] | 100 | 12 |  | Probability of being in contact 1: 12; Probability of being in contact 3: 100; Probability of being in contact 5: 12; Probability of being in contact 8: According to the WHO
[9 empty] | Total |  | Probability of being in contact 1: 75.3; Probability of being in contact 5: 18.33; Probability of being in contact 8: This matches: https://www.nejm.org/doi/full/10.1056/nejmoa031349

## V Dist
Vaccine Distribution
Date | Vaccinated | Daily Rate | Days to reach 300 M | Years | Comment
2020-12-14 | 0 |  |  |  | vaccination starts https://www.washingtonpost.com/nation/2020/12/14/first-covid-vaccines-new-york/
2020-12-28 | 2100000 | 150000 | 2000 | 5.4795 |  | What states are reporting about vaccine doses
2021-01-01 | 2800000 | 155555.5556 | 1928.5714 | 5.2838 | https://ourworldindata.org/covid-vaccinations
2021-01-12 | 9300000 | 620000 | 483.871 | 1.3257
https://www.nytimes.com/interactive/2020/us/covid-19-vaccine-doses.html
[6 empty] | Doses received and shots given are from a survey of health departments from Dec. 16 to 23. Some jurisdictions have not yet reported these figures or have reported partial figures. | Doses allocated | Doses confirmed received | Shots given
30 | Minutes to Vaccinate Wait for side effects |  |  |  |  | More Than 2.1 Million People in the U.S. Have Gotten a Covid-19 Vaccine By The New York TimesUpdated Dec. 28, 2020 | 1762900 | 437900 | 70258 | https://ourworldindata.org/covid-vaccinations
300000000 | To be vaccinated |  |  |  |  | Texas | 1207525 | 262800 | 83967 | Location | Vaccines | Source | Last observation date
150000000 | Person Hours |  |  |  |  | Florida | 964950 | 184275 | 68133 | Argentina | Sputnik V | Government of Argentina | 2020-12-31
75000 | Person Years @ 2,000 hrs / yr |  |  |  |  | New York | 909425 | 630000 | 89000 | Austria | Pfizer/BioNTech | Federal Ministry for Social Affairs and Health | 2020-12-30
75000 | # of persons to complete in 1 year |  |  |  |  | Federal agencies | 785275 | 158000 | 3100 | Bahrain | Sinopharm | Ministry of Health | 2021-01-01
150000 | # of persons to complete in 6 months |  |  |  |  | Department of Veterans Affairs | — | 73000 | — | Bulgaria | Pfizer/BioNTech | Ministry of Health | 2021-01-01
[6 empty] | Indian Health Service | — | 85000 | 3100 | Canada | Pfizer/BioNTech | COVID-19 Canada Open Data Working Group | 2021-01-01
821917.8082 | Daily rate to complete in 1 year |  |  |  |  | Other agencies | — | — | — | Chile | Pfizer/BioNTech | Department of Statistics and Health Information | 2020-12-27
1643835.6164 | Daily rate to complete in 6 months |  |  |  |  | Pennsylvania | 596125 | 141405 | 50466 | China | CNBG, Sinovac | National Health Commission | 2020-12-31
[6 empty] | Illinois | 583575 | 109000 | 100991 | Costa Rica | Pfizer/BioNTech | Government of Costa Rica | 2020-12-24
[6 empty] | Ohio | 529975 | 98475 | 11700 | Croatia | Pfizer/BioNTech | Ministry of Health | 2020-12-30
[6 empty] | North Carolina | 461925 | — | 24500 | Denmark | Pfizer/BioNTech | Statens Serum Institut | 2020-12-31
[6 empty] | Georgia | 456900 | 284275 | 26010 | England | Pfizer/BioNTech | Government of the United Kingdom | 2020-12-27
[6 empty] | Michigan | 455900 | 231075 | 37660 | Estonia | Pfizer/BioNTech | National Health Board | 2021-01-01
[6 empty] | New Jersey | 405825 | 208000 | 27730 | Finland | Pfizer/BioNTech | Department of Health and Welfare | 2020-12-31
https://ourworldindata.org/covid-vaccinations | [5 empty] | Virginia | 385175 | 227425 | 19943 | France | Pfizer/BioNTech | Ministry of Health | 2020-12-30
Country | Cumulative COVID-19 vaccinations per 100 people |  |  |  |  | Washington | 337075 | 107250 | 30000 | Germany | Pfizer/BioNTech | Robert Koch Institut | 2020-12-31
Israel | 11.55 |  |  |  |  | Massachusetts | 320975 | 59639 | 34953 | Greece | Pfizer/BioNTech | Ministry of Health | 2020-12-30
Bahrain | 3.49 |  |  |  |  | Arizona | 314750 | 58500 | 12338 | Hungary | Pfizer/BioNTech | Government of Hungary | 2020-12-31
Scotland | 1.69 | 2021-12-27 |  |  |  | Tennessee | 303200 | 96000 | 24236 | Iceland | Pfizer/BioNTech | Directorate of Health | 2020-12-30
Northern Ireland | 1.64 | 2021-12-27 |  |  |  | Indiana | 298750 | 94000 | 33000 | Ireland | Pfizer/BioNTech | Health Service Executive | 2020-12-31
United Kingdom | 1.47 |  |  |  |  | Missouri | 277225 | 51675 | 23000 | Israel | Pfizer/BioNTech | Government of Israel | 2021-01-01
Iceland | 1.43 | 2021-12-30 |  |  |  | Maryland | 273875 | 50700 | 10497 | Italy | Pfizer/BioNTech | Commissioner for the COVID-19 emergency | 2021-01-01
England | 1.4 | 2021-12-27 |  |  |  | Wisconsin | 265575 | 49725 | 10358 | Kuwait | Pfizer/BioNTech | Ministry of Health | 2020-12-28
Wales | 1.12 | 2021-12-27 |  |  |  | Colorado | 251450 | 56160 | 43749 | Latvia | Pfizer/BioNTech | Ministry of Health | 2020-12-29
United States | 0.84 | 2021-12-30 |  |  |  | Minnesota | 250650 | 174750 | 2999 | Lithuania | Pfizer/BioNTech | Ministry of Health | 2020-12-28
Denmark | 0.51 | 2021-12-31 |  |  |  | South Carolina | 228425 | 42900 | 19644 | Luxembourg | Pfizer/BioNTech | Government of Luxembourg | 2020-12-30
China | 0.31 | 2021-12-31 |  |  |  | Alabama | 221625 | 42950 | 15286 | Mexico | Pfizer/BioNTech | Secretary of Health | 2020-12-30
Canada | 0.29 |  |  |  |  | Louisiana | 210350 | 118500 | 22108 | Northern Ireland | Pfizer/BioNTech | Government of the United Kingdom | 2020-12-27
Germany | 0.2 | 2021-12-31 |  |  |  | Kentucky | 202650 | 87625 | 11192 | Oman | Pfizer/BioNTech | Ministry of Health | 2021-01-01
Estonia | 0.19 |  |  |  |  | Oregon | 189725 | 47200 | 10407 | Poland | Pfizer/BioNTech | Ministry of Health | 2020-12-31
Croatia | 0.19 | 2021-12-30 |  |  |  | Oklahoma | 174900 | 33150 | 21000 | Portugal | Pfizer/BioNTech | National Health Service | 2020-12-29
Luxembourg | 0.19 | 2021-12-30 |  |  |  | Connecticut | 167100 | 31200 | 16487 | Romania | Pfizer/BioNTech | Government of Romania | 2021-01-01
Portugal | 0.16 | 2021-12-29 |  |  |  | Puerto Rico | 160275 | 77725 | 28500 | Russia | Sputnik V | Government of Russia | 2020-12-22
World | 0.13 |  |  |  |  | Iowa | 142600 | 26000 | 8400 | Scotland | Pfizer/BioNTech | Government of the United Kingdom | 2020-12-27
Poland | 0.13 | 2021-12-31 |  |  |  | Arkansas | 136075 | 25350 | 12969 | United Kingdom | Pfizer/BioNTech | Government of the United Kingdom | 2021-01-01
Oman | 0.13 |  |  |  |  | Mississippi | 133725 | 62600 | 4500 | United States | Moderna, Pfizer/BioNTech | Centers for Disease Control and Prevention | 2020-12-30
Lithuania | 0.08 | 2021-12-28 |  |  |  | Nevada | 133025 | 40350 | 10000 | Wales | Pfizer/BioNTech | Government of the United Kingdom | 2020-12-27
Italy | 0.08 |  |  |  |  | Kansas | 130450 | 24000 | 600
Argentina | 0.07 | 2021-12-31 |  |  |  | Utah | 125825 | 68800 | 11380
Bulgaria | 0.07 |  |  |  |  | New Mexico | 95400 | 17550 | 14000
Austria | 0.07 | 2021-12-30 |  |  |  | West Virginia | 86800 | 60875 | 18488
Romania | 0.06 |  |  |  |  | Nebraska | 86500 | 15600 | 15462
Kuwait | 0.06 | 2021-12-28 |  |  |  | Idaho | 73775 | 51400 | 6538
Chile | 0.05 | 2021-12-27 |  |  |  | Hawaii | 66850 | 33450 | 5
Hungary | 0.05 | 2021-12-31 |  |  |  | Maine | 64775 | 8001 | 8001
Russia | 0.04 | 2021-12-22 |  |  |  | New Hampshire | 64775 | 45650 | 3819
Ireland | 0.04 | 2021-12-31 |  |  |  | Alaska | 61900 | 61100 | 8918
Latvia | 0.03 | 2021-12-29 |  |  |  | Rhode Island | 50950 | 9750 | 7072
Finland | 0.03 | 2021-12-31 |  |  |  | Montana | 50050 | — | 7407
Mexico | 0.02 | 2021-12-30 |  |  |  | Delaware | 44925 | 8775 | 3872
Greece | 0.02 | 2021-12-30 |  |  |  | South Dakota | 40175 | 22400 | 8398
Costa Rica | 0 | 2021-12-24 |  |  |  | North Dakota | 35350 | 21244 | 11903
France | 0 | 2021-12-30 |  |  |  | Washington, D.C. | 34550 | 6825 | 4500
[6 empty] | Vermont | 31975 | 17200 | 4374
[6 empty] | Wyoming | 27150 | 4975 | 2352
[6 empty] | Guam | 19300 | 11700 | 1931
[6 empty] | Northern Mariana Islands | 8450 | — | —
[6 empty] | American Samoa | 8250 | 5850 | 139
[6 empty] | U.S. Virgin Islands | 5525 | 975 | 260
[7 empty] | 15713175 | 5060699 | 1161600
Sources: U.S. Department of Health and Human Services (Pfizer and Moderna doses allocated); state surveys and announcements (doses confirmed received and shots given) ¦ Note: Geographically isolated areas such as Alaska, American Samoa, Guam and the Northern Mariana Islands can place orders for multiple weeks at once.

## UV Design
UV-C Design Solutions | [15 empty] | Analysis to determine uW/cm2
Whole House UV-C | # Lamps | Lamp Type |  |  |  | Length (inch) |  | UV output at 1 meter (uw/cm2) | W |  | Unit Cost |  |  |  | Total | Source: https://lightbest.en.alibaba.com
Living room | 2 | G36T5l |  |  |  | 33 |  | 260 | 13 |  | 47 |  |  |  | 94
Dining Room | 1 | G36T5l |  |  |  | 33 |  | 130 | 13 |  | 47 |  |  |  | 47 | Name | 100% kill (s) | Name | 100% kill (s) | Benefits from UV:
Kitchen | 1 | G36T5l |  |  |  | 33 |  | 130 | 13 |  | 47 |  |  |  | 47 |  |  |  |  | High Efficiency
Rec Room | 2 | G36T5l |  |  |  | 33 |  | 260 | 13 |  | 47 |  |  |  | 94 | Bacteria |  |  |  | UV-C rays can kill microorganisms including bacteria, viruses. fungi and protozoa such as Cryptosporidium, Giardia, SARS, H5N 1 and so on within one second (see chart 1-Disinfection time @ 30000 uW/cm2 or 30mJ/cm2)
Bedroom | 1 | G36T5l |  |  |  | 33 |  | 130 | 13 |  | 47 |  |  |  | 47 |  |  |  |  | • Environmentally Friendly, Safe and Reliable.
Bedroom | 1 | G36T5l |  |  |  | 33 |  | 130 | 13 |  | 47 |  |  |  | 47 | Anthraces | 0.3 | Tuberculosis | 0.41 | • No process by-products to health without need to add chemicals.
Bedroom | 1 | G36T5l |  |  |  | 33 |  | 130 | 13 |  | 47 |  |  |  | 47 | Diphtheria | 0.25 | Vibrio Cholera | 0.64 | • Cost Effective.
Bedroom | 1 | G36T5l |  |  |  | 33 |  | 130 | 13 |  | 47 |  |  |  | 47 | Clostridium Botulism | 0.8 | Pseudo monas Bacteria | 0.37 | • Low Capital and Operating Costs.
Bathroom | 1 | G10T5l |  |  |  | 14 |  | 54 | 5.7 |  | 47 |  |  |  | 47 | Tetanus | 0.33 | Salmonella | 0.51 | • Easy Operation and Maintenance.
Bathroom | 1 | G10T5l |  |  |  | 14 |  | 54 | 5.7 |  | 47 |  |  |  | 47 | Dysentery Bacillus | 0.15 | Fever Bacteria | 0.41 | • Wide Application.
Powder Room | 1 | G10T5l |  |  |  | 14 |  | 54 | 5.7 |  | 47 |  |  |  | 47 | Colibacillus | 0.36 | Bacillus Typhi murium | 0.53 | • Not Changing the taste, order, PH conductivity or chemical properties of the air and water.
UV Measurement Tool | 1 | [9 empty] | 200 |  |  |  | 200 | Hook-side Pylon Bacillus | 0.2 | Shigella | 0.28
Note: This is based on using component parts from Lightbest Co, LTD | [13 empty] | Total | 811 | Legion Ella | 0.2 | Staphylococcus | 1.23 | kill (s) | uW/cm2 | AUC | kill (h) | Comment
Vendor: Lightbest | [15 empty] | Micro co | 0.4-1.53 | Streptococcus | 0.45 | 1 | 30000 | 3600 | 0.00027778
Instant Start (Slimline) Germicidal Lamps-T5 SP_DE Instant start lamps-Ozone free | [19 empty] | 60 | 500 | 60 | 0.016667
[16 empty] | Virus |  |  |  | 600 | 50 | 6 | 0.16667
HOA Club House | # Lamps | Lamp Type |  |  |  | Len (in) |  | uw/cm2 | W |  | Unit Cost |  |  |  | Total |  |  |  |  | 900 | 33.3333 | 4 | 0.25 | Design to criteria
Ballroom | 4 | G36T5l |  |  |  | 33 |  | 520 | 13 |  | 47 |  |  |  | 188 | Adenovirus | 0.1 | Influenza Virus | 0.23 | 1800 | 16.6667 | 2 | 0.5
Library | 2 | G36T5l |  |  |  | 33 |  | 260 | 13 |  | 47 |  |  |  | 94 | Phagocyte Cell Virus | 0.2 | Polio Virus | 0.8 | 3600 | 8.3333 | 1 | 1
Sitting Area | 2 | G36T5l |  |  |  | 33 |  | 260 | 13 |  | 47 |  |  |  | 94 | Coxsackie Virus | 0.08 | Rota Virus | 0.52 | This analysis shows how long the virus needs to be exposed with lower power levels, assumes linear kill
Conference Room | 1 | G36T5l |  |  |  | 33 |  | 130 | 13 |  | 47 |  |  |  | 47 | ECHO Virus | 0.73 | Tobacco Mosaic Virus | 16 | Assumes 100% kill
Office | 1 | G36T5l |  |  |  | 33 |  | 130 | 13 |  | 47 |  |  |  | 47 | ECHO Virus 1 | 0.75 | Hepatitis B Virus | 0.73 | 10-20 uW/cm2 was used in the original studies 1936 - 1943
Craft Room | 1 | G36T5l |  |  |  | 33 |  | 130 | 13 |  | 47 |  |  |  | 47
Billiards Room | 1 | G36T5l |  |  |  | 33 |  | 130 | 13 |  | 47 |  |  |  | 47 | Mold Spores
Game Room | 1 | G36T5l |  |  |  | 33 |  | 130 | 13 |  | 47 |  |  |  | 47
Exercise Room | 2 | G36T5l |  |  |  | 33 |  | 260 | 13 |  | 47 |  |  |  | 94 | Aspergillums Niger | 6.67 | Soft Spores | 0.33
Indoor Pool | 3 | G36T5l |  |  |  | 33 |  | 390 | 13 |  | 47 |  |  |  | 141 | Aspergillums | 0.73-8.80 | Penicillium | 2.93-0.87
Locker Room 1 | 2 | G10T5l |  |  |  | 14 |  | 54 | 5.7 |  | 47 |  |  |  | 94 | Dung Fungi | 8 | Penicillium Chrysogenum | 2.00-3.33
Locker Room 2 | 2 | G10T5l |  |  |  | 14 |  | 54 | 5.7 |  | 47 |  |  |  | 94 | Mucor | 0.23-4.67 | Other Fungi Penicillium | 0.87
Powder Room 1 | 2 | G10T5l |  |  |  | 14 |  | 54 | 5.7 |  | 47 |  |  |  | 94
Powder Room 2 | 2 | G10T5l |  |  |  | 14 |  | 54 | 5.7 |  | 47 |  |  |  | 94 | Water Algae
Reception Area | 2 | G10T5l |  |  |  | 14 |  | 54 | 5.7 |  | 47 |  |  |  | 94
Hallway | 4 | G10T5l |  |  |  | 14 |  | 54 | 5.7 |  | 47 |  |  |  | 188 | Blue-green algae | 10-40 | Paramecium | 7.3
UV Measurement Tool | 2 | [9 empty] | 200 |  |  |  | 400 | Chlorella | 0.93 | Green Algae | 1.22
Note: This is based on using component parts from Lightbest Co, LTD | [13 empty] | Total | 1904
Vendor: Lightbest | [15 empty] | Line Ovum | 3.4 | Protozoan | 4-6.7
Instant Start (Slimline) Germicidal Lamps-T5 SP_DE Instant start lamps-Ozone free | https://lightbest.en.alibaba.com
Fish Disease
HOA Club House | # Units | Unit Type |  |  |  | Len (in) |  | uw/cm2 | W |  | Unit Cost |  |  |  | Total
Ballroom | 4 | LIND24-EVO-2PM 40-0126C |  |  |  | 24 |  | 520 | 17 |  | 1800 |  |  |  | 7200 | Pang I Disuse | 1.6 | Infectious Pancreatic Necrosis | 4
Library | 1 | LIND24-EVO 40-0125B |  |  |  | 24 |  | 54 | 8.5 |  | 875 |  |  |  | 875 | Leukodennia | 2.67 | Hemorrhagic | 1.6
Sitting Area | 1 | LIND24-EVO 40-0125B |  |  |  | 24 |  | 54 | 8.5 |  | 875 |  |  |  | 875
Conference Room | 1 | LIND24-EVO 40-0125B |  |  |  | 24 |  | 54 | 8.5 |  | 875 |  |  |  | 875 | Source: Effect of Ultra-violet Irradiation of Classrooms on Spread of Measles in Large Rural Central Schools, May 1947. NewYork State Department of Health, Albany ,N.Y. webpage https://www.ncbi.nlm.nih.gov/pmc/articles/PMC1623610/pdf/amjphnation01116-0034.pdf
Office | 1 | LIND24-EVO 40-0125B |  |  |  | 24 |  | 54 | 8.5 |  | 875 |  |  |  | 875
Craft Room | 1 | LIND24-EVO 40-0125B |  |  |  | 24 |  | 54 | 8.5 |  | 875 |  |  |  | 875 | 10-20 milliwatts per sq. ft. ~ 10-20 microwatts per sq. cm.
Billiards Room | 1 | LIND24-EVO 40-0125B |  |  |  | 24 |  | 54 | 8.5 |  | 875 |  |  |  | 875 | 0.2 to 0.5 milliwatts per sq. ft. ~ .2 to .5 microwatts per sq. cm.
Game Room | 1 | LIND24-EVO 40-0125B |  |  |  | 24 |  | 54 | 8.5 |  | 875 |  |  |  | 875 | Note: 1 sq. ft. = 929.03 sq. cm.
Exercise Room | 2 | LIND24-EVO 40-0125B |  |  |  | 24 |  | 54 | 8.5 |  | 875 |  |  |  | 1750
Indoor Pool | 2 | LIND24-EVO-2PM 40-0126C |  |  |  | 24 |  | 260 | 17 |  | 1800 |  |  |  | 3600
Locker Room 1 | 2 | LIND24-EVO 40-0125B |  |  |  | 24 |  | 54 | 8.5 |  | 875 |  |  |  | 1750
Locker Room 2 | 2 | LIND24-EVO 40-0125B |  |  |  | 24 |  | 54 | 8.5 |  | 875 |  |  |  | 1750
Powder Room 1 | 2 | LIND24-EVO 40-0125B |  |  |  | 24 |  | 54 | 8.5 |  | 875 |  |  |  | 1750
Powder Room 2 | 2 | LIND24-EVO 40-0125B |  |  |  | 24 |  | 54 | 8.5 |  | 875 |  |  |  | 1750
Reception Area | 2 | LIND24-EVO 40-0125B |  |  |  | 24 |  | 54 | 8.5 |  | 875 |  |  |  | 1750
Hallway | 2 | LIND24-EVO 40-0125B |  |  |  | 24 |  | 54 | 8.5 |  | 875 |  |  |  | 1750
UV Measurement Tool | 2 | [9 empty] | 200 |  |  |  | 400
This is based on fixtures from: | [13 empty] | Total | 29575 | 15.5331
https://www.buyultraviolet.com/hygeaire-uv-indirect-air-disinfection-units
Hygeaire Ultraviolet Indirect Air Disinfection Fixtures
Vendor: Lightbest | https://lightbest.en.alibaba.com |  |  |  |  | https://lightbest.en.alibaba.com/product/62592341286-803080602/G10T5L_17w_uv_254nm_sterilization_lamp_uv_lamp.html
Instant Start (Slimline) Germicidal Lamps-T5 SP_DE Instant start lamps-Ozone free
Model Number | Diameter (mm) | Length (mm) | Length (inch) | Arc Length (mm) | Power (W) | Current (mA) | voltage (V) | UV output at 1 meter (uw/cm2) | (W) | Rated Life (hrs) | Light Cost $7-$15 | Lamp Holders | Balast | Custom Enclosure | Total
G10T5l | 15 | 357 | 14.0551 | 277 | 17 | 425 | 51 | 54 | 5.7 | 9000 | 10 | 1 | 11 | 25 | 47
G36T5l | 15 | 843 | 33.189 | 763 | 41 | 425 | 120 | 130 | 13 | 9000 | 10 | 1 | 11 | 25 | 47
G48T5l | 15 | 1148 | 45.1969 | 1068 | 55 | 425 | 165 | 170 | 18 | 9000 | 10 | 1 | 11 | 25 | 47
G64T5l | 15 | 1554 | 61.1811 | 1474 | 75 | 425 | 220 | 225 | 24 | 9000 | no found | 1 | 25 | 25 | 51
Note: All costs are quantity buys
1 inch = 0.0393701 mm
https://www.buyultraviolet.com/hygeaire-uv-indirect-air-disinfection-units
Hygeaire Ultraviolet Indirect Air Disinfection Fixtures
Models | Voltage | # of Lamps | Power Usage W | Total UV Output W | Unit Length Inch | Unit Width | Depth | Price
LIND24-EVO 40-0125B | 120 | 1 | 31 | 8.5 | 24 | 5.3438 | 7.875 | 875
LIND24-EVO-2PM 40-0126C | 120 | 2 | 61 | 17 | 24 | 10.5313 | 7.875 | 1800
Other vendors:
https://www.lumalier.com/index.html
https://www.lumalier.com/products/upperair.html
https://www.novaelectronics.net/files/UpperAir.pdf
This corner mount is for use in small rooms where available wall space is at a premium. The effective coverage area for the CM-218 unit is 110 sq. feet. Model CM uses 2 Philips PL-L 18W UV lamps.
GC Model This model is for use in large open spaces where ceiling mounting is preferred. The effective coverage area of the GC-136 is 240 sq. feet and the GC-236 is 480 sq. feet and the unit uses 1 or 2 Philips PL-L 36W UV Lamps.
GL Model These fixtures are for use with high ceilings allowing for an open style UV fixture. The effective coverage area for GL-118 is 110 sq. ft., GL-218 is 220 sq. ft., and GL-418 is 440 sq. ft. and each model uses 1, 2 or 4 Philips PL-L18W UV lamps.
WM Model These fixtures are for use in areas where wall mounting is preferred. The effective coverage area for the WM-136 is 240 sq. feet and the WM236 is 480 sq. feet. Model WM uses either 1 or 2 Philips PL-L 36W UV lamps.
ASD ModelThe Evergreen ASD fixture is an advanced, dual-purpose Air and Surface Disinfection unit engineered for overall pathogen load reduction. ASD fixtures provide high-level, passive airborne pathogen reduction into high-risk occupied spaces; plus treat all surfaces to achieve high-log surface (fomite) decontamination in unoccupied spaces.The ASD fixed-units are simple-to-operate, wall-mounted fixtures that easily replace expensive, roll-in, portable surface disinfection robots with a simple, labor-free system.
2x2 ModelThe EvergreenUV 2x2 upper air diffuser unit combines dynamic and passive UV-C disinfection for your high-risk areas. This unit is engineered to use existing 2x2 supply diffuser or use an internal fan along with upper air UVC for stand alone, high rate pathogen reduction.
https://www.americanairandwater.com/uf/tb_uf.htm
TB & RAM Air Cleaners Technical Specifications
Air Cleaner Model | TB-12-W |  |  | TB-24-W |  |  | TB-36-W |  |  | RAM36-2
UV Lamps | SBL350* |  |  | SBL325 |  |  | SBL005 |  |  | SBL420 (2)
UV Lamp Life | 12,000 hours |  |  | 12,000 hours |  |  | 12,000 hours |  |  | 17,000 hours
UV Lamp Intensity | 50 µW/cm² |  |  | 100 µW/cm² |  |  | 175 µW/cm² |  |  | 120 µW/cm²
Air Movement | Convection |  |  | Convection |  |  | Convection |  |  | 100 CFM
Sq. Ft. Coverage | 75 sq. ft. |  |  | 200 sq. ft. |  |  | 300 sq. ft. |  |  | 200 sq. ft.
Electrical | 120V, 60Hz, 3Amp / 220V, 50/60Hz
Construction | All TB air cleaners are made of hospital grade stainless steel
Lamp replacement | UV lamp must be replaced before the end of the effective lamp life.
The UV lamp will continue to operate longer but the UV output deteriorates rapidly.
* SBL350 UV lamp replaced SBL060
Basic Upper-Room Ultraviolet Germicidal Irradiation Guidelines for Healthcare Settings, Department of Health and Human Services Centers for Disease Control and Prevention National Institute for Occupational Safety and Health, DHHS (NIOSH), Publication No. 2009-105 March 2009. webpage https://www.cdc.gov/niosh/docs/2009-105/pdfs/2009-105.pdf
PET (seconds) = REL (6000 uJ/cm2 at 254 nm) / Measured irradiance level at 254 nm (uW/cm2)
where: At 254 nm, the CDC/NIOSH REL is 6 mJ/cm2 (6000 uJ/cm2)
The following table shows the PET values for different scenarios. [4]
PET | PET | Effective Irradiance
(Units given) | (Sec) | (uW/cm2)
8 h | 28800 | 0.2
4 h | 14400 | 0.4
2 h | 7200 | 0.8
1 h | 3600 | 1.7
30 min | 1800 | 3.3
15 min | 900 | 6.7
10 min | 600 | 10
5 min | 300 | 20
1 min | 60 | 100
30 sec | 30 | 200
10 sec | 10 | 600
1 sec | 1 | 6000
0.5 sec | 0.5 | 12000
0.1 sec | 0.1 | 60000
Far-UVC light efficiently and safely inactivatesairborne human coronaviruses, Center for Radiological Research, Columbia University Irving Medical Center, Under Review. webpage https://www.researchsquare.com/article/rs-25728, https://assets.researchsquare.com/files/rs-25728/v1/manuscript.pdf
| mJ/cm2 per 20 min |  |  |  | uJ/cm2/20 min
Virus & Inactivation % | 90% | 99% | 99.9% |  | 90% | 99% | 99.9%
HCov-229E | 0.56 | 1.1 | 1.7 |  | 560 | 1100 | 1700
HCov-OC43 | 0.39 | 0.78 | 1.2 |  | 390 | 780 | 1200
Influenza A (H1N1) | 1.3 | 2.6 | 1.8 |  | 1300 | 2600 | 1800
uj/cm2/sec = uW will inactivate virus in 20 min
[5 empty] | 90% | 99% | 99.9%
HCov-229E |  |  |  |  | 0.46667 | 0.91667 | 1.4167
HCov-OC43 |  |  |  |  | 0.325 | 0.65 | 1
Influenza A (H1N1) |  |  |  |  | 1.0833 | 2.1667 | 1.5
| mJ/cm2/hour |  |  |  | uj/cm2/sec = uW
Max exposure | 3 |  |  |  | 0.83333
1 watt = 1 Joule/sec = 1 W = 1 J/s
1 uW = 1 uJ/sec
1mJ = 1,000 uJ
Whole House UV-C | # Lamps | Lamp Type | [5 empty] | UV output at 1 meter (uw/cm2) | W |  | Unit Cost |  |  |  | Total | Comment
Living room | 1 | IND-CDL-RD-8-FUVC-MP-1L-V1 Far-UV Sanitation Light | [5 empty] | TBD | 10 |  | 1550 |  |  |  | 1550 | Portable moveable fixture
Dining Room | [14 empty] | 0 | Use Portable moveable fixture
Kitchen | 1 | IND-CDL-RD-8-FUVC-MP-1L-V1 Far-UV Sanitation Light | [5 empty] | TBD | 10 |  | 1550 |  |  |  | 1550 | Portable moveable fixture
Rec Room | [14 empty] | 0 | Use Portable moveable fixture
Bedroom | [14 empty] | 0 | Use Portable moveable fixture
Bedroom | [14 empty] | 0 | Use Portable moveable fixture
Bedroom | [14 empty] | 0
Bedroom | [14 empty] | 0
Bathroom | [14 empty] | 0
Bathroom | [14 empty] | 0
Powder Room | [14 empty] | 0
UV Measurement Tool | 1 | [9 empty] | 200 |  |  |  | 200
[14 empty] | Total | 3300
https://www.larsonelectronics.com/
https://www.larsonelectronics.com/product/268798/40w-far-uv-sanitation-light-1-222-nm-uvc-excimer-lamp-wall-mount-w-2-6-adjustable-arms
https://www.larsonelectronics.com/product/268737/far-uv-recessed-8-can-light-1-10w-microplasma-board-222-nm-uvc-sanitation-recessed-mount
HOA Club House | # Units | Unit Type |  |  |  | Len (in) |  | uw/cm2 | W |  | Unit Cost |  |  |  | Total
Ballroom | 4 | IND-CDL-RD-8-FUVC-MP-1L-V1 Far-UV Sanitation Light | [5 empty] | TBD | 10 |  | 1550 |  |  |  | 6200
Library | 1 | IND-CDL-RD-8-FUVC-MP-1L-V1 Far-UV Sanitation Light | [5 empty] | TBD | 10 |  | 1550 |  |  |  | 1550
Sitting Area | 1 | IND-CDL-RD-8-FUVC-MP-1L-V1 Far-UV Sanitation Light | [5 empty] | TBD | 10 |  | 1550 |  |  |  | 1550
Conference Room | 1 | IND-CDL-RD-8-FUVC-MP-1L-V1 Far-UV Sanitation Light | [5 empty] | TBD | 10 |  | 1550 |  |  |  | 1550
Office | 1 | IND-CDL-RD-8-FUVC-MP-1L-V1 Far-UV Sanitation Light | [5 empty] | TBD | 10 |  | 1550 |  |  |  | 1550
Craft Room | 1 | IND-CDL-RD-8-FUVC-MP-1L-V1 Far-UV Sanitation Light | [5 empty] | TBD | 10 |  | 1550 |  |  |  | 1550
Billiards Room | 1 | IND-CDL-RD-8-FUVC-MP-1L-V1 Far-UV Sanitation Light | [5 empty] | TBD | 10 |  | 1550 |  |  |  | 1550
Game Room | 1 | IND-CDL-RD-8-FUVC-MP-1L-V1 Far-UV Sanitation Light | [5 empty] | TBD | 10 |  | 1550 |  |  |  | 1550
Exercise Room | 1 | IND-CDL-RD-8-FUVC-MP-1L-V1 Far-UV Sanitation Light | [5 empty] | TBD | 10 |  | 1550 |  |  |  | 1550
Indoor Pool | 2 | IND-CDL-RD-8-FUVC-MP-1L-V1 Far-UV Sanitation Light | [5 empty] | TBD | 10 |  | 1550 |  |  |  | 3100
Locker Room 1 | 1 | IND-CDL-RD-8-FUVC-MP-1L-V1 Far-UV Sanitation Light | [5 empty] | TBD | 10 |  | 1550 |  |  |  | 1550
Locker Room 2 | 1 | IND-CDL-RD-8-FUVC-MP-1L-V1 Far-UV Sanitation Light | [5 empty] | TBD | 10 |  | 1550 |  |  |  | 1550
Powder Room 1 | 1 | IND-CDL-RD-8-FUVC-MP-1L-V1 Far-UV Sanitation Light | [5 empty] | TBD | 10 |  | 1550 |  |  |  | 1550
Powder Room 2 | 1 | IND-CDL-RD-8-FUVC-MP-1L-V1 Far-UV Sanitation Light | [5 empty] | TBD | 10 |  | 1550 |  |  |  | 1550
Reception Area | 1 | IND-CDL-RD-8-FUVC-MP-1L-V1 Far-UV Sanitation Light | [5 empty] | TBD | 10 |  | 1550 |  |  |  | 1550
Hallway | 2 | IND-CDL-RD-8-FUVC-MP-1L-V1 Far-UV Sanitation Light | [5 empty] | TBD | 10 |  | 1550 |  |  |  | 3100
UV Measurement Tool | 2 | [9 empty] | 200 |  |  |  | 400
[14 empty] | Total | 32950
https://www.larsonelectronics.com/
https://www.larsonelectronics.com/product/268798/40w-far-uv-sanitation-light-1-222-nm-uvc-excimer-lamp-wall-mount-w-2-6-adjustable-arms
https://www.larsonelectronics.com/product/268737/far-uv-recessed-8-can-light-1-10w-microplasma-board-222-nm-uvc-sanitation-recessed-mount
Models | [9 empty] | Watts | uW/CM2 |  |  | Cost | Comment
IND-AR2-UML-FUVC-EX-6-1L-V1 Sanitation Light | 40W Far-UV Sanitation Light - (1) 222 nm UVC Excimer Lamp - Wall Mount | [8 empty] | 40 | 40 uW/cm2 @ 1.57" |  |  | 3068 | Power and power density at a distance are not consistent
IND-CDL-RD-8-FUVC-MP-1L-V1 Far-UV Sanitation Light | Far-UV Recessed 8" Can Light - 10W Microplasma Board, 222 nm UVC Sanitation - Recessed Mount | [8 empty] | 10 | none |  |  | 1550 | Incomplete specs
US UV Infrastructure Cost Estimate
UV Space | sq-ft | Cost/sq-ft | Cost | Comment
Schools | 1698000000 | 1.7647 | 2996470588.2353 | Public and private, see school tab
Commercial Office Space | 4000000000 | 1.7647 | 7058823529.4118 | Manhattan skyscrapers to lawyer's office
Retail | 9500000000 | 1.7647 | 16764705882.3529 | Indoor & strip malls, big box retailers, grocery stores, restaurants, shopping center space
Industrial property | 13000000000 | 1.7647 | 22941176470.5882 | Manufacture, distribute, warehouse
Note: Cost per sq-ft derived from using one fixture in a 900 sq-ft school classroom
https://www.thebalance.com/what-is-commercial-real-estate-3305914
Commercial real estate is any property owned for the purpose of producing income. There is about $6 trillion worth of commercial real estate in the United States. Here are the five largest categories of commercial real estate.
1. Retail includes indoor shopping malls, outdoor strip malls, and big box retailers. It also includes grocery stores and restaurants. Its value is around $2.1 trillion or 36 percent of the total value of commercial real estate. It consists of at least 9.5 billion square feet of shopping center space.
2. Hotels include motels, luxury resorts, and business hotels. This category does not include homes that rent out rooms through Airbnb. There are roughly 4.4 million hotel rooms worth $1.92 trillion.
3. Office buildings include everything from Manhattan skyscrapers to your lawyer's office. There are roughly 4 billion square feet of office space, worth around $1.7 trillion or 29 percent of the total.
4. Apartment buildings are commercial real estate. Companies own them only to turn a profit. That's why homes rented by their owners are residential, not commercial. Some reports include apartment building data in statistics for residential real estate instead of commercial real estate. There are around 33 million square feet of apartment rental space, worth about $1.44 trillion.
5. Industrial property is used to manufacture, distribute, or warehouse a product. It's not always considered commercial, especially in land use plans and in zoning. There are 13 billion square feet of industrial property worth around $240 billion.
Other commercial real estate categories are much smaller. These include some non-profits, such as hospitals and schools. Vacant land is commercial real estate if it will be leased, not sold.
There are roughly 4 billion square feet of office space, worth around $1.7 trillion or 29 percent of the total
Vendor product list |  | UV-C | FAR UV-222
Lightbest Co, LTD |  | X |  | https://lightbest.en.alibaba.com
Atlantic Ultraviolet Corporation |  | X |  | https://www.buyultraviolet.com/hygeaire-uv-indirect-air-disinfection-units
EvergreenUV / Lumalier |  | X |  | https://www.lumalier.com/products/upperair.html
Nova Electronics |  | X |  | https://www.novaelectronics.net/files/UpperAir.pdf
American Air and Water |  | X |  | https://www.americanairandwater.com/uf/tb_uf.htm
American Ultraviolet |  | X |  | https://www.americanultraviolet.com
Larson Electronics |  | X |  | https://www.larsonelectronics.com/
Larson Electronics |  | X | X | https://www.larsonelectronics.com/product/268798/40w-far-uv-sanitation-light-1-222-nm-uvc-excimer-lamp-wall-mount-w-2-6-adjustable-arms
Larson Electronics |  | X |  | https://www.larsonelectronics.com/product/268737/far-uv-recessed-8-can-light-1-10w-microplasma-board-222-nm-uvc-sanitation-recessed-mount
USIO |  |  | X | https://www.ushio.com
Heathe |  |  | X | https://healthelighting.com
Coospider |  | X |  | https://coospider.com
ProLampSales |  | X |  | https://www.prolampsales.com/collections/g13-base-uvc-bulbs
ProLampSales |  | X |  | https://www.prolampsales.com/collections/uvc-indirect-upper-air-sanitizers
Phillips |  | X |  | https://www.lighting.philips.com/main/products/uv-disinfection
UV Solutions Buyers Guide |  | X |  | https://uvsolutionsmag.com/buyersguide/services/MAIN_COVID19

## Heat
https://www.consumerlab.com/answers/heat-to-kill-coronavirus/heat-coronavirus/
Temp F | Time min
167 | 30 | https://pubmed.ncbi.nlm.nih.gov/14631830/
158 | 5
132 | 30 | https://www.thelancet.com/journals/lanmic/article/PIIS2666-5247(20)30003-3/fulltext
https://onlinelibrary.wiley.com/doi/10.1002/rmv.2115
Temp F | Time min
170 | 0
149 | 3
131 | 5 | 131
122 | 20 | log 5-7 | log 5-7 is recommended reduction
Temperature (°C, °F) | Duration (minutes) | Log reduction | Virus | References
56, 133 | 10 | 5 | SARS‐CoV (Urbani strain) | 9
56, 133 | 20 | 6 | SARS‐CoV (Urbani strain) | 9
65, 149 | 3 | 6 | SARS‐CoV (Urbani strain) | 9
75, 167 | 15 | 7 | SARS‐CoV (Urbani strain) | 9
55, 131 | 120 | 5 | Gastroenteritis coronavirus | 10
56, 133 | 60 | 7 | Canine coronavirus | 11
65, 149 | 40 | 7 | Canine coronavirus | 11
75, 167 | 15 | 7 | Canine coronavirus | 11
56, 133 | 50 | 5 | Canine coronavirus | 11
65, 149 | 5 | 5 | Canine coronavirus | 11
75, 167 | 4 | 5 | Canine coronavirus | 11
56, 133 | 30 | >5 | SARS CoV, FFM1 no protein | 12
50, 122 | 30 | 1.9 | SARS, CoV, FFM1 With 20% protein | 12
60, 140 | 30 | >5 | SARS CoV, FFM1 no protein | 12
60, 140 | 30 | >5 | SARS, CoV, FFM1 With 20% protein | 12
56, 133 | 5 | 5.8 | SARS CoV (Hanoi strain) | 13
56, 133 | 10 | 6.5 | SARS CoV (Hanoi strain) | 13
56, 133 | 30 | >6.4 | SARS CoV (Hanoi strain) | 13
56, 133 | 30 | 2–5 | SARS CoV (FFM1 strain) | 13
56, 133 | 20 | >4.3 | SARS CoV (Urbani strain) | 13
60, 140 | 30 | >5 | SARS CoV (FFM1 strain) | 13
60, 140 | 30 | >4 | SARS CoV (FFM1 strain) | 13
60, 140 | 60 | >4 | SARS CoV (FFM1 strain) | 13
65, 149 | 10 | >4.3 | SARS CoV (Urbani strain) | 13

## HVAC Design
HVAC Design Solutions
Whole House Fan System
30 inch whole house fan cu-ft/min | 5700
30 inch whole house fan cu-ft/hr | 342000
Ceiling | 10
square feet | 2400
Space cu-ft | 24000
AUC | 14.25
Minutes to change air | 4.2105
HVAC System
Home HVAC cu-ft/min | 1600
Home HVAC cu-ft/hr | 96000
Ceiling | 10
square feet | 2400
Space cu-ft | 24000
AUC | 4
Minutes to change air | 15
HOA Club House
fan system cu-ft/min | 53900 | 53900 | 53900 | 53900
Number of fans | 1 | 2 | 3 | 4
cu-ft/min | 53900 | 107800 | 161700 | 215600
cu-ft/hr | 3234000 | 6468000 | 9702000 | 12936000
Ceiling | 10 | 10 | 10 | 10
square feet | 12000 | 12000 | 12000 | 12000
Space cu-ft | 120000 | 120000 | 120000 | 120000
AUC | 26.95 | 53.9 | 80.85 | 107.8
Minutes to change air | 2.2263 | 1.1132 | 0.74212 | 0.55659

## Fans
https://www.canarm.com/hvac/add-series-direct-drive-wall-fans.html
|  | MODEL # |  |  | WEIGHT | RPM | H.P. | dBA | CFM @ STATIC PRESSURE | CFM/HP
|  | SINGLE | THREE | THREE PHASE | (LBS.) |  |  | @ 5 ft. | 0" |  | 1/8" | 1/4" | 1/2" | 3/4" | 1" | 1 1/4"
|  | PHASE | PHASE | REVERSING BLADE
BLADE DIAMETER | 12" | ADD12T10033C | ADD12T30033C* | - | 40 | 1140 | 0.33333 | 45 | 990 | 15 | 760 | 102 | - | - | - | -
|  | ADD12T10033B | ADD12T30033B* | - | 34 | 1750 | 0.33333 | 55 | 1450 | 18.3333 | 1340 | 1230 | 313 | - | - | -
| 14" | ADD14T10033C | ADD14T30033C* | - | 42 | 1140 | 0.33333 | 49 | 1450 | 16.3333 | 1190 | 443 | - | - | - | -
|  | ADD14T10033B | ADD14T30033B* | - | 34 | 1750 | 0.33333 | 58 | 2220 | 19.3333 | 2070 | 1920 | 1350 | 512 | 185 | -
| 16" | ADD16T10033C | ADD16T30033C* | - | 46 | 1140 | 0.33333 | 53 | 2150 | 17.6667 | 1960 | 1640 | 340 | - | - | -
|  | ADD16T10050B | ADD16T30050B* | - | 38 | 1750 | 0.5 | 63 | 3300 | 31.5 | 3180 | 3040 | 2690 | 1750 | 825 | 370
| 18" | ADD18T10033C | ADD18T30033C* | - | 47 | 1140 | 0.33333 | 57 | 2990 | 19 | 2740 | 2450 | 845 | - | - | -
|  | ADD18T10075B | ADD18T30075B* | - | 40 | 1750 | 0.75 | 67 | 4590 | 50.25 | 4440 | 4280 | 3910 | 3260 | 1750 | -
| 20" | ADD20T10033C | ADD20T30033C* | - | 50 | 1140 | 0.33333 | 62 | 4530 | 20.6667 | 3920 | 3180 | 739 | - | - | -
|  | ADD20T10100B | ADD20T30100B* | - | 61 | 1750 | 1.0 | 72 | 6950 | 72 | 6570 | 6155 | 5300 | 3225 | 1860 | 853
| 24" | ADD24T10050C | ADD24T30050C* | - | 91 | 1140 | 0.5 | 59 | 4990 | 29.5 | 4610 | 4180 | 2920 | 1210 | - | -
|  | ADD24T10100C | ADD24T30100C* | - | 125 | 1140 | 1.0 | 65 | 6520 | 65 | 6090 | 5630 | 4380 | 1920 | 813 | -
|  | - | ADD24T30150C* | - | 117 | 1140 | 1.5 | 67 | 8710 | 100.5 | 8190 | 7630 | 6020 | 2380 | 720 | -
|  | ADD24T10150B | ADD24T30150B* | - | 71 | 1750 | 1.5 | 68 | 7660 | 102 | 7430 | 7160 | 6620 | 5980 | 5170 | 4020
|  | ADD24T10200B | ADD24T30200B* | - | 113 | 1750 | 2.0 | 73 | 9210 | 146 | 8950 | 8660 | 8090 | 7470 | 6660 | 5540
|  | ADD24T10300B | ADD24T30300B* | - | 125 | 1750 | 3.0 | 75 | 11500 | 225 | 11220 | 10900 | 10200 | 9490 | 8680 | 7540
| 30" | ADD30T10100C | ADD30T30100C* | ADDR30T30100C* | 138 | 1140 | 1.0 | 65 | 8680 | 65 | 8110 | 7480 | 6000 | 3630 | 1550 | -
|  | - | ADD30T30150C* | ADDR30T30150C* | 131 | 1140 | 1.5 | 69 | 11800 | 103.5 | 11230 | 10600 | 8950 | 6070 | 3070 | -
|  | - | ADD30T30200C* | ADDR30T30200C* | 149 | 1140 | 2.0 | 70 | 12780 | 140 | 12170 | 11490 | 9850 | 7320 | 3620 | -
|  | ADD30T10300B | ADD30T30300B* | ADDR30T30300B* | 139 | 1750 | 3.0 | 74 | 13300 | 222 | 12950 | 12550 | 11700 | 11000 | 9980 | 8830
|  |  | ADD30T30500B* | ADDR30T30500B* | 149 | 1750 | 5.0 | 78 | 18200 | 390 | 17790 | 17350 | 16550 | 15200 | 14600 | 13880
| 36" | - | ADD36T30200C* | ADDR36T30200C* | 180 | 1140 | 2.0 | 73 | 14000 | 146 | 13240 | 12400 | 10600 | 8390 | 5530 | -
|  | - | ADD36T30300C* | ADDR36T30300C* | 212 | 1140 | 3.0 | 74 | 19400 | 222 | 18520 | 17550 | 15600 | 13100 | 8980 | 6450
|  | - | ADD36T30500C* | ADDR36T30500C* | 223 | 1140 | 5.0 | 76 | 23600 | 380 | 22870 | 22050 | 19700 | 16850 | 11700 | 9220
|  | ADD36T10500B | ADD36T30500B* | ADDR36T30500B* | 180 | 1750 | 5.0 | 75 | 16200 | 375 | 15730 | 15200 | 14200 | 12800 | 12200 | 11050
|  | ADD36T10750B | ADD36T30750B* | ADDR36T30750B* | 245 | 1750 | 7.5 | 82 | 21500 | 615 | 20980 | 20400 | 19400 | 18350 | 17100 | 15850
|  | ADD36T11000B | ADD36T31000B* | ADDR36T31000B* | 255 | 1750 | 10.0 | 83 | 29700 | 830 | 29160 | 28550 | 27300 | 26150 | 24900 | 23700
| 42" | - | ADD42T30200D* | ADDR42T30200D* | 233 | 860 | 2.0 | 70 | 19200 | 140 | 17830 | 16300 | 12400 | 6720 | - | -
|  | - | ADD42T30300D* | ADDR42T30300D* | 233 | 860 | 3.0 | 72 | 23210 | 216 | 21800 | 20230 | 16280 | 8980 | 3940 | -
|  | - | ADD42T30500D* | ADDR42T30500D* | 353 | 860 | 5.0 | 75 | 28900 | 375 | 27340 | 25600 | 20800 | 11100 | 6290 | -
|  | - | ADD42T30500C* | ADDR42T30500C* | 236 | 1140 | 5.0 | 76 | 25500 | 380 | 24580 | 23550 | 21100 | 18300 | 14200 | 10100
|  | - | ADD42T30750C* | ADDR42T30750C* | 258 | 1140 | 7.5 | 78 | 30690 | 585 | 29770 | 28750 | 26190 | 23350 | 19410 | 12780
|  | - | ADD42T31000B* | ADDR42T31000B* | 254 | 1750 | 10.0 | 83 | 26700 | 830 | 25990 | 25200 | 23750 | 22380 | 21100 | 19570
|  | - | ADD42T31500B* | ADDR42T31500B* | 380 | 1750 | 15.0 | 85 | 39100 | 1275 | 38620 | 28080 | 36700 | 34640 | 33500 | 32040
| 48" | - | ADD48T30500D* | ADDR48T30500D* | 382 | 860 | 5.0 | 75 | 29820 | 375 | 28450 | 26940 | 23790 | 16820 | 12790 | 6740
|  | - | ADD48T30750D* | ADDR48T30750D* | 507 | 860 | 7.5 | 77 | 35700 | 577.5 | 34160 | 32450 | 28600 | 22400 | 16800 | 8270
|  | - | ADD48T31000C* | ADDR48T31000C* | 425 | 1140 | 10.0 | 81 | 39500 | 810 | 38500 | 37400 | 35000 | 32700 | 29800 | 26050
|  | - | ADD48T31500C* | ADDR48T31500C* | 570 | 1140 | 15.0 | 83 | 47300 | 1245 | 46230 | 45050 | 42300 | 38600 | 36200 | 33490
|  | - | ADD48T32000C* | ADDR48T32000C* | 596 | 1140 | 20.0 | 85 | 53900 | 1700 | 52740 | 51450 | 48400 | 45200 | 42300 | 37120

## Concentration
| N virus/sec | t hr | t sec | v vol per person cu-ft | v vol per person cu-m | v vol per person L | V=V*Ve Infection Free Ventilation air all sources L/Sec | liters/hr | cu-m/hr | V/v note units do not match | Effective AUC | N/V | V*t/v | C1 Virus/L | I Inhalation Rate L | D1 Virus Inhaled | p | D Virus Inhaled | 1 mask @ 75% each = 1/4 | 2 masks @ 75% each = 1/16 | Ver Baseline/D
Office | 20 | 1 | 3600 | 998.99 | 28.3 | 28300 | 23.1 | 83160 | 83.16 | 0.81625 | 2.9385 | 0.8658 | 2.9385 | 0.81996 | 0.15 | 442.7793 | 1 | 467.4027 | 116.8507 | 29.2127 | -1.2974
Office | 20 | 8 | 28800 | 998.99 | 28.3 | 28300 | 23.1 | 83160 | 83.16 | 0.81625 | 2.9385 | 0.8658 | 23.5081 | 0.8658 | 0.15 | 3740.2597 | 1 | 3740.1299 | 935.0325 | 233.7581 | 6.1677
Subway Car | 20 | 0.5 | 1800 | 24.71 | 0.7 | 700 | 8.9 | 32040 | 32.04 | 12.7143 | 45.7714 | 2.2472 | 22.8857 | 2.2472 | 0.15 | 606.7416 | 1 | 606.4066 | 151.6017 | 37.9004 | 1
Narrow Body Aircraft | 20 | 6 | 21600 | 35.3 | 1 | 1000 | 6.1 | 21960 | 21.96 | 6.1 | 21.96 | 3.2787 | 131.76 | 3.2787 | 0.15 | 10622.9508 | 1 | 10622.4605 | 2655.6151 | 663.9038 | 17.5171
Wide Body Aircraft | 20 | 14 | 50400 | 56.48 | 1.6 | 1600 | 11.8 | 42480 | 42.48 | 7.375 | 26.55 | 1.6949 | 371.7 | 1.6949 | 0.15 | 12813.5593 | 1 | 12813.306 | 3203.3265 | 800.8316 | 21.1299
Classroom Grades 9+ | 20 | 6 | 21600 | 285.93 | 8.1 | 8100 | 10.9 | 39240 | 39.24 | 1.3457 | 4.8444 | 1.8349 | 29.0667 | 1.8349 | 0.15 | 5944.9541 | 1 | 5944.6791 | 1486.1698 | 371.5424 | 9.8031
Auditorium Theater | 20 | 4 | 14400 | 360.06 | 10.2 | 10200 | 10.6 | 38160 | 38.16 | 1.0392 | 3.7412 | 1.8868 | 14.9647 | 1.8868 | 0.15 | 4075.4704 | 1 | 4075.1888 | 1018.7972 | 254.6993 | 6.7202
Classroom Grades 3-8 | 20 | 6 | 21600 | 398.89 | 11.3 | 11300 | 12.1 | 43560 | 43.56 | 1.0708 | 3.8549 | 1.6529 | 23.1292 | 1.6529 | 0.15 | 5355.3719 | 1 | 5355.1241 | 1338.781 | 334.6953 | 8.8309
Stadium | 20 | 4 | 14400 | 938.98 | 26.6 | 26600 | 11.3 | 40680 | 40.68 | 0.42481 | 1.5293 | 1.7699 | 6.1173 | 1.766 | 0.15 | 3814.5814 | 1 | 3822.7434 | 955.6859 | 238.9215 | 6.3039
Office | 20 | 8 | 28800 | 998.99 | 28.3 | 28300 | 23.1 | 83160 | 83.16 | 0.81625 | 2.9385 | 0.8658 | 23.5081 | 0.8658 | 0.15 | 3740.2597 | 1 | 3740.1299 | 935.0325 | 233.7581 | 6.1677
COVID-19 and Beyond A Brief Introduction To Passenger Aircraft Cabin Air Quality, ASHRAE Journal, October 2020. webpage https://www.ashrae.org/file%20library/technical%20resources/covid-19/12-19_walkinshaw.pdf
Infected when D > 1000
1 cu-m = 35.3 cu-ft
1 cu-m = 1000 liters
C1 = [N/(V*Ve) * [1-exp(-V*Ve*t/v)]
C1 = [N/(VVe) * [1-exp(-VVet/v)]
D1 = IC integration => D = IC * time exposed ?
Germs and Flying: Developing Ventilation System Criteria, SAE International, October 18, 2011. webpage http://indoorair.ca/veft/pdf/SAE_paper_Germs_and_Flying_2011-01-2690.pdf
D= IC = Ip * [NI/VVe] * {t + [OD/VVe] * [exp(-VVet/OD)-1] }
D= IC = I*p* [N/VVe] * {t + [v/VVe] * [exp(-VVet/v)-1] }
C = [N/VVe] * {t + [v/VVe] * [exp(-VVet/v)-1] }
C = [N/VVe] * t + [N/VVe]*[v/VVe] * [exp(-VVet/v)-1] }
Germs and Flying: Developing Ventilation System Criteria, SAE International, October 18, 2011. webpage http://indoorair.ca/veft/pdf/SAE_paper_Germs_and_Flying_2011-01-2690.pdf
| Spatial volume/person, cu-m | Exposure Time |  |  | Infection Free Ventilation air all sources L/sec |  | Outside Air Changes All Sources | Infection Free Outside Air (L/s/p | HVAC Recirc air (L/s/p) | Filter removal of viable pathogens % |  | Infiltration (ACH) | Infection free Infiltration air (L/s/p) | HVAC conditioning air (L/s/m^2 | Occupancy (persons/1000 m^2 floor area | Average ceiling height (m)
| v | t | Ve |  | V*Ve | V*Ve/v | ACH
Subway Car | 0.7 | 0.5 | 0.65 |  | 8.9 | 13.1 | 72.7 | 3.5 | 0 | 0 |  | 54 | 10.2 | 12.7 | 3586 | 2.4
Narrow Body Aircraft | 1 | 6 | 0.65 |  | 6.1 | 6.1 | 15.3 | 4.2 | 5.2 | 100 |  | 0 | 0 | 0.15 | 1829 | 1.8
Wide Body Aircraft | 1.6 | 14 | 1 |  | 11.8 | 7.4 | 12.8 | 5.7 | 6.1 | 100 |  | 0 | 0 | 0.18 | 1721 | 2.7
Classroom Grades 9+ | 8.1 | 6 | 1 |  | 10.9 | 1.3 | 3 | 6.1 | 13.7 | 30 |  | 0.3 | 0.7 | 0.06 | 376 | 3
Auditorium Theater | 10.2 | 4 | 1 |  | 10.6 | 1 | 1.2 | 2.7 | 23.6 | 30 |  | 0.3 | 0.9 | 0.2 | 893 | 9.1
Classroom Grades 3-8 | 11.3 | 6 | 1 |  | 12.1 | 1.1 | 2.5 | 7.7 | 13.7 | 30 |  | 0.3 | 0.9 | 0.05 | 269 | 3
Stadium | 26.6 | 4 | 0.9 |  | 11.3 | 0.4 | 1.7 | 10.4 | 0 | 0 |  | 0.3 | 2.2 | 0.34 | 3819 | 101.5
Office | 28.3 | 8 | 1 |  | 23.1 | 0.8 | 1.5 | 9.4 | 37.8 | 30 |  | 0.3 | 2.4 | 0.04 | 108 | 3
COVID-19 and Beyond A Brief Introduction To Passenger Aircraft Cabin Air Quality, ASHRAE Journal, October 2020. webpage https://www.ashrae.org/file%20library/technical%20resources/covid-19/12-19_walkinshaw.pdf
Scenario | Occupant Density cu-m per person | Virus-Free Outdoor and Filtered Air Per Person L/sec | liters/hr |  | cu-m/hr | Total air changes (ACH) | Outdoor Air Changes / Hr (ACH) | Indoor Air Changes / Hr | Comment
| v | V | V |  | V | V/v units match
Subway Car | 0.7 | 8.9 | 32040 |  | 32.04 | 45.7714 | 72.7 | -26.9286 | Does not make sense, a given is wrong
Narrow Body Aircraft | 1 | 6.1 | 21960 |  | 21.96 | 21.96 | 15.3 | 6.66
Wide Body Aircraft | 1.6 | 11.8 | 42480 |  | 42.48 | 26.55 | 12.8 | 13.75
Classroom Grades 9+ | 8.1 | 10.9 | 39240 |  | 39.24 | 4.8444 | 3 | 1.8444
Auditorium Theater | 10.2 | 10.6 | 38160 |  | 38.16 | 3.7412 | 1.2 | 2.5412
Classroom Grades 3-8 | 11.3 | 12.1 | 43560 |  | 43.56 | 3.8549 | 2.5 | 1.3549
Stadium | 26.6 | 11.3 | 40680 |  | 40.68 | 1.5293 | 1.7 | -0.17068 | Does not make sense, a given is wrong
Office | 28.3 | 23.1 | 83160 |  | 83.16 | 2.9385 | 1.5 | 1.4385
| N virus/sec | t hr | t sec |  | v vol/person cu-m | V L/Sec per person | AUC per hr | AUC per sec | N*t/V | V*t/v
1 | 20 | 1 | 3600 |  | 10800 | 3 | 1 | 0.00027778 | 24000 | 12960000
1 | 20 | 1 | 3600 |  | 10800 | 72 | 24 | 0.0066667 | 1000 | 540000
1 | 20 | 2 | 7200 |  | 10800 | 144 | 48 | 0.013333 | 1000 | 540000
1 | 20 | 4 | 14400 |  | 10800 | 288 | 96 | 0.026667 | 1000 | 540000
1 | 20 | 8 | 28800 |  | 10800 | 576 | 192 | 0.053333 | 1000 | 540000
1 | 20 | 1 | 3600 |  | 108000 | 69 | 2.3 | 0.00063889 | 1043.4783 | 5634782.6087
1 | 20 | 4 | 14400 |  | 108000 | 276 | 9.2 | 0.0025556 | 1043.4783 | 5634782.6087
1 | 20 | 8 | 28800 |  | 108000 | 552 | 18.4 | 0.0051111 | 1043.4783 | 5634782.6087
From October 2011 |  | Germs and Flying: Developing Ventilation SystemCriteria
http://indoorair.ca/veft/pdf/SAE_paper_Germs_and_Flying_2011-01-2690.pdf
C = [N/(V*Ve) * [1-exp(-V*Ve*t/v)] |  |  | eq1
C = Bioeffluent infectious aerosol concentration in the space at time t, virus/L
N = Rate of bioeffluent infectious aerosol generation/person, virus/s per person
t = Duration of infectious aerosol generation, s
v = Spatial volume/person, L/person
V = Infectious aerosol-free ventilation rate per person (HVAC outdoor air + virus filtered recirculation air + envelope infiltration air) per person, L/s per person
Ve = efficiency of supplying ventilation air to each person's breathing zone, Ve = 1 in uniformly mixed system
Ve tends to be lower the higher the occupancy density. Thusthe lowest Ve's used are for a fully loaded subway car and anarrow-body aircraft (Ve = 0.65). The next lowest Ve is for astadium (Ve = 0.9). The remaining settings are assigned a Veof 1.
D = IC integration => D = IC * time exposed
D = Virus inhaled or virus dose
I = Inhilaion rate L/s
From October 2020 |  | COVID-19 and BeyondA Brief Introduction To Passenger Aircraft Cabin Air Quality
https://www.ashrae.org/file%20library/technical%20resources/covid-19/12-19_walkinshaw.pdf
C = p * [N/VVe] * [1-exp(-VVet/OD)] |  |  | eq1a
C = Bioeffluent infectious aerosol concentration in the space at time t, virus/L
p = Fraction of infected persons
N = Rate of bioeffluent infectious aerosol generation/person, virus/s per person
t = Duration of ifectious aerosol generation, s
OD = Spatial volume/person, L/person
V = Infectious aerosol-free ventilation rate per person (HVAC outdoor air + virus filtered recirculation air + envelope infiltration air) per person, L/s per person
D= IC = p * [NI/VVe] * {t + [OD/VVe] * [exp(-VVet/OD)-1] } Does not make sense, ERROR? | [8 empty] | eq2
D = Virus inhaled or virus dose
I = Inhilaion rate L/s
See Nuclear Engineering
CA = PpQi/V
CA is the ground level air concentration at downwind distance x (Bq/m3),
Qi is the average discharge rate for radionuclide i (Bq/s),
V is the volumetric air flow rate of the vent or stack at the point of release (m3/s),
Pp is the fraction of the time the wind blows towards the receptor of interest (dimensionless).

## 2020-2
Date | D/1,000
1918-06-29 | 0
1918-07-06 | 4
1918-07-13 | 5
1918-07-20 | 4.5
1918-07-27 | 2
1918-08-03 | 1
1918-08-10 | 0.5
1918-08-17 | 1
1918-08-24 | 1
1918-08-31 | 1
1918-09-07 | 1
1918-09-14 | 1
1918-09-21 | 1
1918-09-28 | 1
1918-10-05 | 3
1918-10-12 | 5
1918-10-19 | 8
1918-10-26 | 12
1918-11-02 | 22
1918-11-09 | 24 |  | Analysis Approach
1918-11-16 | 19 |  | 1918 flu pandemic graph located and used as reference
1918-11-23 | 18 |  | Manually duplicated curve to find values
1918-11-30 | 17 |  | Shifted dates to 2020 COVID-19 disaster
1918-12-07 | 12 |  | Graphed 2020 disaster using different assumptions
1918-12-14 | 6 |  | Extrapulated values to the end of the disaster curve
1918-12-21 | 4
1918-12-28 | 2
1919-01-04 | 1.5
1919-01-11 | 1.5
1919-01-18 | 1.2
1919-01-25 | 1
1919-02-01 | 1.2
1919-02-08 | 2.5
1919-02-15 | 6
1919-02-22 | 9
1919-03-01 | 11.5
1919-03-08 | 10
1919-03-15 | 8
1919-03-22 | 5
1919-03-29 | 4
1919-04-05 | 3
1919-04-12 | 4
1919-04-19 | 2
1919-04-26 | 1
Date | Total Cases | Daily Cases | Total Deaths | Case fatality rates (%) | Daily Deaths | Weekly Deaths | Monthly Deaths | Normalized chart weekly deaths
2020-03-01 | 1000 |  | 29
2020-04-01 | 184770 | 5928.0645 | 3746 | 2.0274 | 119.9032 | 839.3226 | 3717
2020-05-01 | 1062446 | 29255.8667 | 62406 | 5.8738 | 1955.3333 | 13687.3333 | 58660
2020-06-01 | 1761503 | 22550.2258 | 103700 | 5.887 | 1332.0645 | 9324.4516 | 41294
2020-07-01 | 2581229 | 27324.2 | 126739 | 4.91 | 767.9667 | 5375.7667 | 23039 | 4
2020-08-01 | 4473974 | 61056.2903 | 151499 | 3.3862 | 798.7097 | 5590.9677 | 24760 | 4.1601
2020-09-01 | 6004443 | 49369.9677 | 183050 | 3.0486 | 1017.7742 | 7124.4194 | 31551 | 5.3011
2020-10-01 | 7213419 | 40299.2 | 206402 | 2.8614 | 778.4 | 5448.8 | 23352 | 4.0543
2020-11-01 | 9105230 | 61026.1613 | 229932 | 2.5253 | 759.0323 | 5313.2258 | 23530 | 3.9535
2020-12-01 | 13447627 | 144746.5667 | 267302 | 1.9877 | 1245.6667 | 8719.6667 | 37370 | 6.4881
2020-12-10 | 15271571 | 202660.4444 | 288762 | 3.1714 | 2384.4444 | 16691.1111 | 73917.7778 | 12.4195
Date | 1918 D rate | D | 2020 D rate |  | D / Month | D Total
2020-03-01 |  | 29 |  |  | 29
2020-04-01 |  | 3717 |  |  | 3717
2020-05-01 |  | 58660 |  |  | 58660
2020-06-01 |  | 41294 |  |  | 41294
2020-07-01 |  | 23039 |  |  | 23039 | 126739
2020-06-29 | 0 |  | 0
2020-07-06 | 4 | 5771 | 4 | 5591
2020-07-13 | 5 | 7213.75 | 5
2020-07-20 | 4.5 | 6492.375 | 4.5
2020-07-27 | 2 | 2885.5 | 2 | 5590.6562 | 22362.625 | 149072.625
2020-08-03 | 1 | 7915 | 5.4861 | 7124
2020-08-10 | 0.5 | 3957.5 | 2.743
2020-08-17 | 1 | 7915 | 5.4861
2020-08-24 | 1 | 7915 | 5.4861
2020-08-31 | 1 | 7915 | 5.4861 | 7123.5 | 35617.5 | 184690.125
2020-09-07 | 1 | 5449 | 3.7768 | 5449
2020-09-14 | 1 | 5449 | 3.7768
2020-09-21 | 1 | 5449 | 3.7768 |  |  | 201037.125
2020-09-28 | 1 | 5449 | 3.7768 | 5449 | 21796 | 206486.125
2020-10-05 | 3 | 4320 | 2.9943 | 5313
2020-10-12 | 5 | 7200 | 4.9905 |  |  |  | In 1918 Schools opened windows closed for the winter !!!
2020-10-19 | 8 | 11520 | 7.9848 |  |  |  | In 2020 new starting point in fall is ignored and pattern is just followed
2020-10-26 | 12 | 17280 | 11.9771 | 10080 | 40320 | 246806.125
2020-11-02 | 22 | 31680 | 21.9581 | 8720
2020-11-09 | 24 | 34560 | 23.9543
2020-11-16 | 19 | 27360 | 18.9638
2020-11-23 | 18 | 25920 | 17.9657
2020-11-30 | 17 | 24480 | 16.9676 | 28800 | 144000 | 390806.125
2020-12-07 | 12 | 17280 | 11.9771
2020-12-14 | 6 | 8640 | 5.9886
2020-12-21 | 4 | 5760 | 3.9924
2020-12-28 | 2 | 2880 | 1.9962 |  | 34560 | 425366.125
2021-01-04 | 1.5 | 2160 | 1.4971
2021-01-11 | 1.5 | 2160 | 1.4971
2021-01-18 | 1.2 | 1728 | 1.1977
2021-01-25 | 1 | 1440 | 0.99809 |  | 7488 | 432854.125
2021-02-01 | 1.2 | 1728 | 1.1977
2021-02-08 | 2.5 | 3600 | 2.4952
2021-02-15 | 6 | 8640 | 5.9886
2021-02-22 | 9 | 12960 | 8.9828 |  | 26928 | 459782.125
2021-03-01 | 11.5 | 16560 | 11.4781
2021-03-08 | 10 | 14400 | 9.9809
2021-03-15 | 8 | 11520 | 7.9848
2021-03-22 | 5 | 7200 | 4.9905
2021-03-29 | 4 | 5760 | 3.9924 |  | 55440 | 515222.125
2021-04-05 | 3 | 4320 | 2.9943
2021-04-12 | 4 | 5760 | 3.9924
2021-04-19 | 2 | 2880 | 1.9962
2021-04-26 | 1 | 1440 | 0.99809 |  | 14400 | 529622.125
529651.125
Formulas:
Date = [Date, row above]+7

## 2020-1
Date | D/1,000
1918-06-29 | 0
1918-07-06 | 4
1918-07-13 | 5
1918-07-20 | 4.5
1918-07-27 | 2
1918-08-03 | 1
1918-08-10 | 0.5
1918-08-17 | 1
1918-08-24 | 1
1918-08-31 | 1
1918-09-07 | 1
1918-09-14 | 1
1918-09-21 | 1
1918-09-28 | 1
1918-10-05 | 3
1918-10-12 | 5
1918-10-19 | 8
1918-10-26 | 12
1918-11-02 | 22
1918-11-09 | 24 |  | Analysis Approach
1918-11-16 | 19 |  | 1918 flu pandemic graph located and used as reference
1918-11-23 | 18 |  | Manually duplicated curve to find values
1918-11-30 | 17 |  | Shifted dates to 2020 COVID-19 disaster
1918-12-07 | 12 |  | Graphed 2020 disaster using different assumptions
1918-12-14 | 6 |  | Extrapulated values to the end of the disaster curve
1918-12-21 | 4
1918-12-28 | 2
1919-01-04 | 1.5
1919-01-11 | 1.5
1919-01-18 | 1.2
1919-01-25 | 1
1919-02-01 | 1.2
1919-02-08 | 2.5
1919-02-15 | 6
1919-02-22 | 9
1919-03-01 | 11.5
1919-03-08 | 10
1919-03-15 | 8
1919-03-22 | 5
1919-03-29 | 4
1919-04-05 | 3
1919-04-12 | 4
1919-04-19 | 2
1919-04-26 | 1
Date | Total Cases | Daily Cases | Total Deaths | Case fatality rates (%) | Daily Deaths | Weekly Deaths | Monthly Deaths | Normalized chart weekly deaths | Weekly Cases | Normalized weekly cases | 1918
2020-03-01 | 1000 |  | 29
2020-04-01 | 184770 | 5928.0645 | 3746 | 2.0274 | 119.9032 | 839.3226 | 3717 |  | 41496.4516
2020-05-01 | 1062446 | 29255.8667 | 62406 | 5.8738 | 1955.3333 | 13687.3333 | 58660 |  | 204791.0667
2020-06-01 | 1761503 | 22550.2258 | 103700 | 5.887 | 1332.0645 | 9324.4516 | 41294 |  | 157851.5806
2020-07-01 | 2581229 | 27324.2 | 126739 | 4.91 | 767.9667 | 5375.7667 | 23039 | 4 | 191269.4 | 4
2020-08-01 | 4473974 | 61056.2903 | 151499 | 3.3862 | 798.7097 | 5590.9677 | 24760 | 4.1601 | 427394.0323 | 8.9381 | 3.875
2020-09-01 | 6004443 | 49369.9677 | 183050 | 3.0486 | 1017.7742 | 7124.4194 | 31551 | 5.3011 | 345589.7742 | 7.2273 | 0.9
2020-10-01 | 7213419 | 40299.2 | 206402 | 2.8614 | 778.4 | 5448.8 | 23352 | 4.0543 | 282094.4 | 5.8994 | 1
2020-11-01 | 9105230 | 61026.1613 | 229932 | 2.5253 | 759.0323 | 5313.2258 | 23530 | 3.9535 | 427183.129 | 8.9336 | 7
2020-12-01 | 13447627 | 144746.5667 | 267302 | 1.9877 | 1245.6667 | 8719.6667 | 37370 | 6.4881 | 1013225.9667 | 21.1895 | 11.75
2020-12-10 | 15271571 | 202660.4444 | 288762 | 3.1714 | 2384.4444 | 16691.1111 | 73917.7778 | 12.4195 | 1418623.1111 | 29.6675 | 20
2021-01-01 | 19663976 | 199654.7727 | 341199 | 2.5372 | 2383.7742 | 16686.4194 | 73897 |  |  |  | 6
2021-02-01 | [10 empty] | 1.3
2021-03-01 | [10 empty] | 4.675
2021-04-01 | [10 empty] | 7.7
2021-05-01 | [10 empty] | 2.5
Date | 1918 D rate | D | 2020 D rate |  | D / Month | D Total
2020-03-01 |  | 29 |  |  | 29
2020-04-01 |  | 3717 |  |  | 3717
2020-05-01 |  | 58660 |  |  | 58660
2020-06-01 |  | 41294 |  |  | 41294
2020-07-01 |  | 23039 |  |  | 23039 | 126739
|  | Deaths |  | Deaths |  |  |  | Cases |  | Cases
2020-06-29 | 0 |  | 0 |  |  |  | 0 |  | 0
2020-07-06 | 4 | 5771 | 4 | 5591 |  |  | 4 | 427394.0323 | 4 | 427394.0323
2020-07-13 | 5 | 7213.75 | 5 |  |  |  | 5 | 534242.5403 | 5
2020-07-20 | 4.5 | 6492.375 | 4.5 |  |  |  | 4.5 | 480818.2863 | 4.5
2020-07-27 | 2 | 2885.5 | 2 | 5590.6562 | 22362.625 | 149072.625 | 2 | 213697.0161 | 2
2020-08-03 | 1 | 7915 | 5.4861 | 7124 |  |  | 1 | 345589.7742 | 3.2344 | 345589.7742
2020-08-10 | 0.5 | 3957.5 | 2.743 |  |  |  | 0.5 | 172794.8871 | 1.6172
2020-08-17 | 1 | 7915 | 5.4861 |  |  |  | 1 | 345589.7742 | 3.2344
2020-08-24 | 1 | 7915 | 5.4861 |  |  |  | 1 | 345589.7742 | 3.2344
2020-08-31 | 1 | 7915 | 5.4861 | 7123.5 | 35617.5 | 184690.125 | 1 | 345589.7742 | 3.2344
2020-09-07 | 1 | 5449 | 3.7768 | 5449 |  |  | 1 | 282094.4 | 2.6401 | 282094.4
2020-09-14 | 1 | 5449 | 3.7768 |  |  |  | 1 | 282094.4 | 2.6401
2020-09-21 | 1 | 5449 | 3.7768 |  |  | 201037.125 | 1 | 282094.4 | 2.6401
2020-09-28 | 1 | 5449 | 3.7768 | 5449 | 21796 | 206486.125 | 1 | 282094.4 | 2.6401
2020-10-05 | 3 | 2278 | 1.5789 | 5313 |  |  | 3 | 183000 | 1.7127 | 427183.129
2020-10-12 | 5 | 3796.6667 | 2.6315 |  |  |  | 5 | 305000 | 2.8545
2020-10-19 | 8 | 6074.6667 | 4.2105 |  |  |  | 8 | 488000 | 4.5672
2020-10-26 | 12 | 9112 | 6.3157 | 5315.3333 | 21261.3333 | 227747.4583 | 12 | 732000 | 6.8508 | 427000
2020-11-02 | 22 | 9575 | 6.6366 | 8720 |  |  | 22 | 1200000 | 11.2309 | 1013225.9667
2020-11-09 | 24 | 10445.4545 | 7.24 |  |  |  | 24 | 1309090.9091 | 12.2518
2020-11-16 | 19 | 8269.3182 | 5.7316 |  |  |  | 19 | 1036363.6364 | 9.6994
2020-11-23 | 18 | 7834.0909 | 5.43 |  |  |  | 18 | 981818.1818 | 9.1889 |  |  | in 1918 Schools opened windows closed for the winter !!!
2020-11-30 | 17 | 7398.8636 | 5.1283 | 8704.5455 | 43522.7273 | 271270.1856 | 17 | 927272.7273 | 8.6784 | 1090909.0909 |  | In 2020 the larger population as evidenced by the fall starting piont leads to new peak
2020-12-07 | 12 | 16991 | 11.7768 |  |  |  | 12 | 1418000 | 13.2711 | 1418623.1111 |  | In 2020 many schools closed but mass travel during thankgiving holiday
2020-12-14 | 6 | 16991 | 11.7768 |  |  |  | 6 | 709000 | 6.6356
2020-12-21 | 4 | 16991 | 11.7768 |  |  |  | 4 | 472666.6667 | 4.4237
2020-12-28 | 2 | 16685 | 11.5647 | 16685 | 67658 | 338928.1856 | 2 | 236333.3333 | 2.2119 | 709000
2021-01-04 | 1.5 | 2123.875 | 1.4721 |  |  |  | 1.5 | 177250 | 1.6589
2021-01-11 | 1.5 | 2123.875 | 1.4721 |  |  |  | 1.5 | 177250 | 1.6589
2021-01-18 | 1.2 | 1699.1 | 1.1777 |  |  |  | 1.2 | 141800 | 1.3271
2021-01-25 | 1 | 1415.9167 | 0.9814 |  | 7362.7667 | 346290.9523 | 1 | 118166.6667 | 1.1059
2021-02-01 | 1.2 | 1699.1 | 1.1777 |  |  |  | 1.2 | 141800 | 1.3271
2021-02-08 | 2.5 | 3539.7917 | 2.4535 |  |  |  | 2.5 | 295416.6667 | 2.7648
2021-02-15 | 6 | 8495.5 | 5.8884 |  |  |  | 6 | 709000 | 6.6356
2021-02-22 | 9 | 12743.25 | 8.8326 |  | 26477.6417 | 372768.5939 | 9 | 1063500 | 9.9533
2021-03-01 | 11.5 | 16283.0417 | 11.2861 |  |  |  | 11.5 | 1358916.6667 | 12.7182
2021-03-08 | 10 | 14159.1667 | 9.814 |  |  |  | 10 | 1181666.6667 | 11.0593
2021-03-15 | 8 | 11327.3333 | 7.8512 |  |  |  | 8 | 945333.3333 | 8.8474
2021-03-22 | 5 | 7079.5833 | 4.907 |  |  |  | 5 | 590833.3333 | 5.5296
2021-03-29 | 4 | 5663.6667 | 3.9256 |  | 54512.7917 | 427281.3856 | 4 | 472666.6667 | 4.4237
2021-04-05 | 3 | 4247.75 | 2.9442 |  |  |  | 3 | 354500 | 3.3178
2021-04-12 | 4 | 5663.6667 | 3.9256 |  |  |  | 4 | 472666.6667 | 4.4237
2021-04-19 | 2 | 2831.8333 | 1.9628 |  |  |  | 2 | 236333.3333 | 2.2119
2021-04-26 | 1 | 1415.9167 | 0.9814 |  | 14159.1667 | 441440.5523 | 1 | 118166.6667 | 1.1059
441469.5523
Formulas:
Date = [Date, row above]+7

## Life Expect
Period Life Table, 2011
Exact | Male |  |  | Female |  |  |  | Male | Male
age | Death | Number of | Life | Death | Number of | Life | COVID Death | Number of Lives | Number Of Lives
| probability a | lives b | expectancy | probability a | lives b | expectancy | Prob | COVID Only | with COVID
0 | 0.006569 | 100000 | 76.18 | 0.005513 | 100000 | 80.95
1 | 0.000444 | 99343 | 75.69 | 0.000382 | 99449 | 80.39 | 0 | 100000 | 100000
2 | 0.000291 | 99299 | 74.72 | 0.000218 | 99411 | 79.42 | 0 | 99343 | 98686
3 | 0.000226 | 99270 | 73.74 | 0.000166 | 99389 | 78.44 | 0 | 99299 | 98598
4 | 0.000173 | 99248 | 72.76 | 0.000143 | 99373 | 77.45 | 0 | 99270 | 98540
5 | 0.000158 | 99230 | 71.77 | 0.000127 | 99358 | 76.47 | 0 | 99248 | 98496
6 | 0.000147 | 99215 | 70.78 | 0.000116 | 99346 | 75.48 | 0 | 99230 | 98460
7 | 0.000136 | 99200 | 69.79 | 0.000106 | 99334 | 74.48 | 0 | 99215 | 98430
8 | 0.000121 | 99187 | 68.8 | 9.8e-05 | 99324 | 73.49 | 0 | 99200 | 98400
9 | 0.000104 | 99175 | 67.81 | 9.1e-05 | 99314 | 72.5 | 0.003 | 99187 | 98374
10 | 9.2e-05 | 99164 | 66.82 | 8.6e-05 | 99305 | 71.51 | 0.003 | 98877.475 | 98052.475
11 | 9.7e-05 | 99155 | 65.82 | 8.9e-05 | 99296 | 70.51 | 0.003 | 98866.508 | 98030.508
12 | 0.000134 | 99146 | 64.83 | 0.000102 | 99288 | 69.52 | 0.003 | 98857.535 | 98012.535
13 | 0.00021 | 99132 | 63.84 | 0.000128 | 99277 | 68.52 | 0.003 | 98848.562 | 97994.562
14 | 0.000317 | 99112 | 62.85 | 0.000164 | 99265 | 67.53 | 0.003 | 98834.604 | 97966.604
15 | 0.000433 | 99080 | 61.87 | 0.000205 | 99248 | 66.54 | 0.003 | 98814.664 | 97926.664
16 | 0.000547 | 99037 | 60.9 | 0.000246 | 99228 | 65.56 | 0.003 | 98782.76 | 97862.76
17 | 0.000672 | 98983 | 59.93 | 0.000285 | 99204 | 64.57 | 0.003 | 98739.889 | 97776.889
18 | 0.000805 | 98917 | 58.97 | 0.000319 | 99175 | 63.59 | 0.003 | 98686.051 | 97669.051
19 | 0.000941 | 98837 | 58.02 | 0.00035 | 99144 | 62.61 | 0.003 | 98620.249 | 97537.249
20 | 0.001084 | 98744 | 57.07 | 0.000383 | 99109 | 61.63 | 0.001 | 98540.489 | 97377.489
21 | 0.001219 | 98637 | 56.13 | 0.000417 | 99071 | 60.66 | 0.001 | 98645.256 | 97389.256
22 | 0.001314 | 98517 | 55.2 | 0.000446 | 99030 | 59.68 | 0.001 | 98538.363 | 97175.363
23 | 0.001357 | 98387 | 54.27 | 0.000469 | 98986 | 58.71 | 0.001 | 98418.483 | 96935.483
24 | 0.001362 | 98254 | 53.35 | 0.000487 | 98939 | 57.74 | 0.001 | 98288.613 | 96675.613
25 | 0.001353 | 98120 | 52.42 | 0.000505 | 98891 | 56.76 | 0.001 | 98155.746 | 96409.746
26 | 0.00135 | 97987 | 51.49 | 0.000525 | 98841 | 55.79 | 0.001 | 98021.88 | 96141.88
27 | 0.001353 | 97855 | 50.56 | 0.000551 | 98789 | 54.82 | 0.001 | 97889.013 | 95876.013
28 | 0.001371 | 97722 | 49.63 | 0.000585 | 98735 | 53.85 | 0.001 | 97757.145 | 95612.145
29 | 0.001399 | 97588 | 48.69 | 0.000626 | 98677 | 52.88 | 0.001 | 97624.278 | 95346.278
30 | 0.001432 | 97452 | 47.76 | 0.000672 | 98615 | 51.92 | 0.002 | 97490.412 | 95078.412
31 | 0.001464 | 97312 | 46.83 | 0.00072 | 98549 | 50.95 | 0.002 | 97257.096 | 94709.096
32 | 0.001497 | 97170 | 45.9 | 0.000766 | 98478 | 49.99 | 0.002 | 97117.376 | 94429.376
33 | 0.00153 | 97024 | 44.96 | 0.000806 | 98403 | 49.02 | 0.002 | 96975.66 | 94145.66
34 | 0.001568 | 96876 | 44.03 | 0.000846 | 98323 | 48.06 | 0.002 | 96829.952 | 93853.952
35 | 0.001617 | 96724 | 43.1 | 0.000891 | 98240 | 47.1 | 0.002 | 96682.248 | 93558.248
36 | 0.001682 | 96568 | 42.17 | 0.000946 | 98153 | 46.15 | 0.002 | 96530.552 | 93254.552
37 | 0.001759 | 96405 | 41.24 | 0.001013 | 98060 | 45.19 | 0.002 | 96374.864 | 92942.864
38 | 0.001852 | 96236 | 40.31 | 0.001094 | 97960 | 44.23 | 0.002 | 96212.19 | 92617.19
39 | 0.001963 | 96057 | 39.39 | 0.00119 | 97853 | 43.28 | 0.002 | 96043.528 | 92279.528
40 | 0.002092 | 95869 | 38.46 | 0.001296 | 97737 | 42.33 | 0.005 | 95864.886 | 91921.886
41 | 0.002246 | 95668 | 37.54 | 0.001413 | 97610 | 41.39 | 0.005 | 95389.655 | 91258.655
42 | 0.002436 | 95453 | 36.62 | 0.001549 | 97472 | 40.45 | 0.005 | 95189.66 | 90857.66
43 | 0.002669 | 95221 | 35.71 | 0.001706 | 97321 | 39.51 | 0.005 | 94975.735 | 90428.735
44 | 0.002942 | 94967 | 34.81 | 0.001881 | 97155 | 38.57 | 0.005 | 94744.895 | 89965.895
45 | 0.003244 | 94687 | 33.91 | 0.002069 | 96972 | 37.65 | 0.005 | 94492.165 | 89459.165
46 | 0.003571 | 94380 | 33.02 | 0.00227 | 96772 | 36.72 | 0.005 | 94213.565 | 88900.565
47 | 0.003926 | 94043 | 32.13 | 0.002486 | 96552 | 35.81 | 0.005 | 93908.1 | 88288.1
48 | 0.004309 | 93674 | 31.26 | 0.002716 | 96312 | 34.89 | 0.005 | 93572.785 | 87615.785
49 | 0.004719 | 93270 | 30.39 | 0.00296 | 96050 | 33.99 | 0.005 | 93205.63 | 86879.63
50 | 0.005156 | 92830 | 29.53 | 0.003226 | 95766 | 33.09 | 0.015 | 92803.65 | 86073.65
51 | 0.005622 | 92352 | 28.68 | 0.003505 | 95457 | 32.19 | 0.015 | 91437.55 | 84267.55
52 | 0.006121 | 91832 | 27.84 | 0.003779 | 95123 | 31.3 | 0.015 | 90966.72 | 83318.72
53 | 0.006656 | 91270 | 27.01 | 0.00404 | 94763 | 30.42 | 0.015 | 90454.52 | 82286.52
54 | 0.007222 | 90663 | 26.19 | 0.004301 | 94380 | 29.54 | 0.015 | 89900.95 | 81170.95
55 | 0.007844 | 90008 | 25.38 | 0.004592 | 93974 | 28.67 | 0.015 | 89303.055 | 79966.055
56 | 0.008493 | 89302 | 24.57 | 0.00492 | 93543 | 27.8 | 0.015 | 88657.88 | 78665.88
57 | 0.009116 | 88544 | 23.78 | 0.005266 | 93083 | 26.93 | 0.015 | 87962.47 | 77264.47
58 | 0.00969 | 87736 | 22.99 | 0.00563 | 92592 | 26.07 | 0.015 | 87215.84 | 75759.84
59 | 0.010253 | 86886 | 22.21 | 0.006028 | 92071 | 25.22 | 0.015 | 86419.96 | 74155.96
60 | 0.010872 | 85995 | 21.44 | 0.006479 | 91516 | 24.37 | 0.076 | 85582.71 | 72468.71
61 | 0.011591 | 85060 | 20.67 | 0.007001 | 90923 | 23.52 | 0.076 | 79459.38 | 65454.38
62 | 0.012403 | 84075 | 19.9 | 0.007602 | 90287 | 22.68 | 0.076 | 78595.44 | 63655.44
63 | 0.013325 | 83032 | 19.15 | 0.008294 | 89600 | 21.85 | 0.076 | 77685.3 | 61760.3
64 | 0.01437 | 81925 | 18.4 | 0.009082 | 88857 | 21.03 | 0.076 | 76721.568 | 59753.568
65 | 0.015553 | 80748 | 17.66 | 0.00999 | 88050 | 20.22 | 0.076 | 75698.7 | 57623.7
66 | 0.016878 | 79492 | 16.93 | 0.011005 | 87171 | 19.42 | 0.076 | 74611.152 | 55359.152
67 | 0.018348 | 78151 | 16.21 | 0.012097 | 86211 | 18.63 | 0.076 | 73450.608 | 52942.608
68 | 0.019969 | 76717 | 15.51 | 0.013261 | 85168 | 17.85 | 0.076 | 72211.524 | 50362.524
69 | 0.021766 | 75185 | 14.81 | 0.014529 | 84039 | 17.09 | 0.076 | 70886.508 | 47603.508
70 | 0.02384 | 73548 | 14.13 | 0.015991 | 82818 | 16.33 | 0.232 | 69470.94 | 44655.94
71 | 0.026162 | 71795 | 13.47 | 0.017662 | 81494 | 15.59 | 0.232 | 56484.864 | 30032.864
72 | 0.028625 | 69917 | 12.81 | 0.019486 | 80054 | 14.86 | 0.232 | 55138.56 | 26933.56
73 | 0.031204 | 67915 | 12.18 | 0.021467 | 78494 | 14.14 | 0.232 | 53696.256 | 23613.256
74 | 0.033997 | 65796 | 11.55 | 0.023658 | 76809 | 13.44 | 0.232 | 52158.72 | 20073.72
75 | 0.0372 | 63559 | 10.94 | 0.026223 | 74992 | 12.76 | 0.232 | 50531.328 | 16327.328
76 | 0.040898 | 61195 | 10.34 | 0.029159 | 73026 | 12.09 | 0.232 | 48813.312 | 12372.312
77 | 0.04504 | 58692 | 9.76 | 0.032331 | 70896 | 11.44 | 0.232 | 46997.76 | 8192.76
78 | 0.049664 | 56048 | 9.2 | 0.035725 | 68604 | 10.8 | 0.232 | 45075.456 | 3767.456
79 | 0.054844 | 53265 | 8.66 | 0.039469 | 66153 | 10.18 | 0.232 | 43044.864 | -907.136
80 | 0.060801 | 50344 | 8.13 | 0.043828 | 63542 | 9.58 | 0.3 | 40907.52
81 | 0.067509 | 47283 | 7.62 | 0.048896 | 60757 | 9 | 0.3 | 35240.8
82 | 0.074779 | 44091 | 7.14 | 0.054577 | 57786 | 8.43 | 0.3 | 33098.1
83 | 0.082589 | 40794 | 6.68 | 0.060909 | 54633 | 7.89 | 0.3 | 30863.7
84 | 0.091135 | 37424 | 6.23 | 0.068019 | 51305 | 7.37 | 0.3 | 28555.8
85 | 0.10068 | 34014 | 5.81 | 0.076054 | 47815 | 6.87 | 0.3 | 26196.8
86 | 0.11144 | 30589 | 5.4 | 0.085148 | 44179 | 6.4 | 0.3 | 23809.8
87 | 0.12357 | 27180 | 5.02 | 0.095395 | 40417 | 5.94 | 0.3 | 21412.3
88 | 0.13713 | 23822 | 4.65 | 0.10686 | 36561 | 5.52 | 0.3 | 19026
89 | 0.15209 | 20555 | 4.31 | 0.11956 | 32655 | 5.12 | 0.3 | 16675.4
90 | 0.16843 | 17429 | 4 | 0.1335 | 28751 | 4.75 | 0.293 | 14388.5
91 | 0.18606 | 14493 | 3.7 | 0.14869 | 24912 | 4.4 | 0.293 | 12322.303
92 | 0.20492 | 11797 | 3.44 | 0.16509 | 21208 | 4.08 | 0.293 | 10246.551
93 | 0.22493 | 9379 | 3.19 | 0.18268 | 17707 | 3.79 | 0.293 | 8340.479
94 | 0.24599 | 7270 | 2.97 | 0.20144 | 14472 | 3.53 | 0.293 | 6630.953
95 | 0.26688 | 5481 | 2.78 | 0.22041 | 11557 | 3.29 | 0.293 | 5139.89
96 | 0.28722 | 4018 | 2.61 | 0.23927 | 9010 | 3.08 | 0.293 | 3875.067
97 | 0.30659 | 2864 | 2.46 | 0.25771 | 6854 | 2.89 | 0.293 | 2840.726
98 | 0.3246 | 1986 | 2.33 | 0.27538 | 5088 | 2.72 | 0.293 | 2024.848
99 | 0.34083 | 1341 | 2.21 | 0.2919 | 3687 | 2.56 | 0.293 | 1404.102
100 | 0.35787 | 884 | 2.09 | 0.30941 | 2610 | 2.41 | 0.293 | 948.087
101 | 0.37576 | 568 | 1.98 | 0.32798 | 1803 | 2.27 | 0.293 | 624.988
102 | 0.39455 | 354 | 1.88 | 0.34766 | 1211 | 2.13 | 0.293 | 401.576
103 | 0.41428 | 215 | 1.77 | 0.36852 | 790 | 2 | 0.293 | 250.278
104 | 0.43499 | 126 | 1.68 | 0.39063 | 499 | 1.87 | 0.293 | 152.005
105 | 0.45674 | 71 | 1.58 | 0.41406 | 304 | 1.75 | 0.293 | 89.082
106 | 0.47958 | 39 | 1.49 | 0.43891 | 178 | 1.64 | 0.293 | 50.197
107 | 0.50356 | 20 | 1.4 | 0.46524 | 100 | 1.53 | 0.293 | 27.573
108 | 0.52874 | 10 | 1.32 | 0.49316 | 53 | 1.43 | 0.293 | 14.14
109 | 0.55517 | 5 | 1.24 | 0.52275 | 27 | 1.33 | 0.293 | 7.07
110 | 0.58293 | 2 | 1.16 | 0.55411 | 13 | 1.23 | 0.293 | 3.535
111 | 0.61208 | 1 | 1.09 | 0.58736 | 6 | 1.14 | 0.293 | 1.414
112 | 0.64268 | 0 | 1.02 | 0.6226 | 2 | 1.06 | 0.293 | 0.707
113 | 0.67482 | 0 | 0.95 | 0.65995 | 1 | 0.98 | 0.293 | 0
114 | 0.70856 | 0 | 0.89 | 0.69955 | 0 | 0.9 | 0.293 | 0
115 | 0.74399 | 0 | 0.82 | 0.74153 | 0 | 0.83 | 0.293 | 0
116 | 0.78119 | 0 | 0.76 | 0.78119 | 0 | 0.76 | 0.293 | 0
117 | 0.82025 | 0 | 0.71 | 0.82025 | 0 | 0.71 | 0.293 | 0
118 | 0.86126 | 0 | 0.65 | 0.86126 | 0 | 0.65 | 0.293 | 0
119 | 0.90432 | 0 | 0.6 | 0.90432 | 0 | 0.6 | 0.293 | 0
a Probability of dying within one year.
bNumber of survivors out of 100,000 born alive.

## Schools
https://nces.ed.gov/fastfacts/display.asp?id=372
How many students will attend school in fall 2019?
Students | 56600000
Public Schools | 98158 |  |  |  | About 56.6 million students will attend elementary, middle, and high schools across the United States (source).
Students / classroom assumption | 30
Classrooms | 1886666.6667 |  |  |  | 50.8 million students in public schools
Classroom square feet | 900
Classroom total square feet | 1698000000
Students / School | 576.6214 |  |  |  | 5.8 million students in private schools
Complete HVAC Replacement | 4800000 |  | https://www.mvtimes.com/2015/10/21/replacement-of-high-school-hvac-system-has-4-8-million-price-tag/ |  | Of the 50.8 million public school students (source):
Number of students | 634 |  | https://en.wikipedia.org/wiki/Martha%27s_Vineyard_Regional_High_School
Cost per ft2 at 35K ft2 | 137.1429
Cost per student | 7570.9779 |  |  |  | 1.4 million will attend prekindergarten
3.7 million will attend kindergarten
Cost to Replace All Schools (school based) | 471158400000 |  |  |  | 35.5 million will attend prekindergarten to grade 8
Retrofit Assumption | 25% |  |  |  | 15.3 million will attend grades 9 to 12
Cost to Retrofit All Schools | 117789600000 |  |  |  | 4.1 million will attend 9th grade, the grade students typically enter high school
Cost to Replace All Schools (student based) | 428517350157.7288 |  |  |  | About 3.7 million students are expected to graduate from high school during the 2019–20 school year, including 3.3 million students from public schools and 0.3 million from private schools (source).
Retrofit Assumption | 25%
Cost to Retrofit All Schools | 107129337539.4322 |  |  |  | https://nces.ed.gov/fastfacts/display.asp?id=84
SOURCE: U.S. Department of Education, National Center for Education Statistics. (2019). Digest of Education Statistics, 2018 (NCES 2020-009), Chapter 2.
UV Lights / classroom | 1
Classrooms | 1886666.6667 |  |  |  | Number of educational institutions, by level and control of institution: Selected years, 1980–81 through 2016–17
UV Cost Per Classroom | 1588.2353 | 34 | 1800 | 1588.2353 | Level and control of institution | 1980–81 | 1990–91 | 1999–2000 | 2006–07 | 2007–08 | 2008–09 | 2009–10 | 2010–11 | 2011–12 | 2012–13 | 2013–14 | 2014–15 | 2015–16 | 2016–17
UV Cost | 2996470588.2353 |  |  |  | Public schools | 85982 | 84538 | 92012 | 98793 | 98916 | 98706 | 98817 | 98817 | 98328 | 98454 | 98271 | 98176 | 98277 | 98158
Cost per square foot | 1.7647 |  |  |  | Elementary | 59326 | 59015 | 64131 | 66458 | 67112 | 67148 | 67140 | 67086 | 66689 | 66708 | 67034 | 67073 | 66758 | 66837
[5 empty] | Secondary | 22619 | 21135 | 22365 | 23920 | 24643 | 24348 | 24651 | 24544 | 24357 | 24294 | 24067 | 24181 | 24040 | 23814
[5 empty] | Combined | 1743 | 2325 | 4042 | 5984 | 5899 | 5623 | 5730 | 6137 | 6311 | 6329 | 6189 | 6347 | 6788 | 6783
[5 empty] | Other1 | 2294 | 2063 | 1474 | 2431 | 1262 | 1587 | 1296 | 1050 | 971 | 1123 | 981 | 575 | 691 | 724
[5 empty] | Private schools2 | 20764 | 24690 | 32995 | – | 33740 | – | 33366 | – | 30861 | – | 33619 | – | 34576 | –
[5 empty] | Postsecondary Title IV institutions | – | – | 6407 | 6536 | 6551 | 6632 | 6742 | 7021 | 7234 | 7253 | 7236 | 7151 | 7021 | 6606
[5 empty] | Degree-granting institutions | 3231 | 3559 | 4084 | 4314 | 4352 | 4409 | 4495 | 4599 | 4706 | 4726 | 4724 | 4627 | 4583 | 4360
[5 empty] | 2-year colleges | 1274 | 1418 | 1721 | 1685 | 1677 | 1690 | 1721 | 1729 | 1738 | 1700 | 1685 | 1616 | 1579 | 1528
[5 empty] | 4-year colleges | 1957 | 2141 | 2363 | 2629 | 2675 | 2719 | 2774 | 2870 | 2968 | 3026 | 3039 | 3011 | 3004 | 2832

## Droplet Dispersion
Analysis Approaches |  |  | Assumptions & Comments
Analysis 1 - Droplet Density Analysis |  |  | Room size needed
| Male | Female |  |  |  | c1 | v1 | c2 | v2
[6 empty] | 200000000 | 0.21188 | 1000 | 42375
Total lung capacity (Liters) | 6 | 4.2 | Assumption
Total lung capacity (cu in) | 366.12 | 256.284 |  | C1*V1 = C2*V2
Total lung capacity (cu ft) | 0.21188 | 0.14831
C1 = infection event (breathing, cough, sneeze)
Infected Sneeze (droplets) | 200000000 | 200000000 | Assumption same as virus load | V1 = lung capacity volume
Infection Level (droplets) | 1000 | 1000 | Assumption | C2 = infection level (dose needed)
V2 = physical space volume
Infected Sneeze/cu ft (droplets) | 42375000 | 29662500
|  |  |  | VIL = IS/IL |  | B9 | V1 = TL = Total lung capacity (cu ft) = assumption
volume needed for infection level (cu ft) | 42375 | 29662.5 | Uniform droplet dispersion | VIL = IE*TL/IL |  | B11 | C1 = IE = Infection event = Infected Sneeze (droplets) = assumption
Room Ceiling Level (ft) | 12 | 12 | Assumption | V2 = C1*V1/C2 |  | B12 | C2 = IL = Infection Level (droplets) = assumption
Room size needed (ft X ft) | 59.4243 | 49.718 |  | AUC = 3600/(IL/1000) |  | B14 | IS = Infected Sneeze/cu ft (droplets) = IE * TL
[6 empty] | B16 | V2 = VIL = volume needed for infection level (cu ft) = IS/IL
Infected Dose Received (breaths) | 1 | 1 | Droplets do not fall to ground |  |  | B20 | Idb = Infected Dose Received (breaths) = IL/1000
Infected Dose Received (seconds) | 1 | 1 | Droplets do not fall to ground |  |  | B21 | Ids = Infected Dose Received (seconds) = Idb
Required Air Exchanges (per hour) | 3600 | 3600 | It is not possible to protect against a cough |  |  | B22 | AUC = Required Air Exchanges (per hour) = 3600/Ids
Analysis 2 - Virus Load Based | Person |  | Air exchanges needed
AUC = Idh / IL = Isb * Bs *3600 / IL
Infected Single Breath (virus load) | 20 |  | Assumption | 26 | Isb = Infected Single Breath (virus load) = assumption
Breaths / Second | 1 |  | Assumption | 27 | Bs = Breaths / Second = assumption
Infected Droplets / Hour | 72000 |  |  | 28 | Idh = Infected Droplets / Hour = Isb * Bs * 3600
Infection Level (droplets) | 1000 |  | Assumption | 29 | IL = Infection Level (droplets) = assumption
Seconds Needed to Reach Virus Load | 50 |  |  | 30 | Svl = Seconds Needed to Reach Virus Load = IL / (Isb * Bs)
Required Air Exchanges (per hour) | 72 |  | Possible but very high | 31 | AUC = Required Air Exchanges (per hour) = Idh / IL
AUC = Idh/IL = Ed * Ip * Epe * Eph / IL
Cough (droplets) | 3000 |  | Assumption | 34 | Ed = Event - Cough (droplets) = assumption
Infection percentage | 0.8 |  | Assumption | 35 | Ip = Infection percentage = assumption
Virus Load | 2400 |  |  | 36 | VL = Virus Load = Ed * Ip
Coughs / Event | 3 |  | Assumption | 37 | Epe = Event - Coughs / Event = assumption
Cough Events / Hour | 6 |  | Assumption | 38 | Eph = Event - Cough Events / Hour = assumption
Total Coughs / Hour | 18 |  |  | 39 | Eth = Event - Total Coughs / Hour = Epe * Eph
Infected Droplets / Hour | 43200 |  |  | 40 | Idh = Infected Droplets / Hour = VL * Eth
Infection Level (droplets) | 1000 |  | Assumption | 41 | IL = Infection Level (droplets) = assumption
Required Air Exchanges / Hour | 43.2 |  | Possible but still high | 42 | AUC = Required Air Exchanges / Hour = Idh / IL
AUC = Idh / IL = Ed * Ip * Epe * Eph / IL
Sneeze (droplets) | 200000000 |  | Assumption | 45 | Ed = Event Sneeze (droplets) = assumption
Infection percentage | 0.8 |  | Assumption | 46 | Ip = Infection percentage = assumption
Virus Load | 160000000 |  |  | 47 | VL = Virus Load = Ed * Ip
Sneeze / Event | 1 |  | Assumption | 48 | Epe = Event - Sneeze / Event = assumption
Sneeze Events / Hour | 1 |  | Assumption | 49 | Eph = Event - Sneeze Events / Hour = assumption
Total Sneeze / Hour | 1 |  |  | 50 | Eth = Event - Total Sneeze / Hour = Epe * Eph
Infected Droplets / Hour | 160000000 |  |  | 51 | Idh = Infected Droplets / Hour = VL * Eth
Infection Level (droplets) | 1000 |  | Assumption | 52 | IL = Infection Level (droplets) = assumption
Required Air Exchanges / Hour | 160000 |  | Not possible | 53 | AUC = Required Air Exchanges / Hour = Idh / IL
Analysis 3 - Event Based |  |  | Air exchanges needed |  | AUC = Eth * N
Coughs or Sneeze / Event | 3 |  | Assumption | 58 | Epe = Event - Sneeze / Event = assumption
Coughs or Sneeze Events / Hour | 6 |  | Assumption | 59 | Eph = Event - Events / Hour = assumption
Total Coughs or Sneeze / Hour | 18 |  |  | 60 | Eth = Event - Total Sneeze / Hour = Epe * Eph
Number of People | 3 |  | Assumption | 61 | N = Number of People = assumption
Required Air Exchanges / Hour | 54 |  | Possible but still high | 62 | AUC = Required Air Exchanges / Hour = Eth * N
Potential Infection Exposure (min) | 6 |  | Time before air is exchanged | 63 | Pie = Potential Infection Exposure (min) = 60 - AUC
Probability of Infection | 0.1 |  | Decreases with air exchange | 64 | Pi = Probability of Infection = Pie / 60
Analysis 4 Probability of Infection
Breaths / Min | 60 |  |  |  | Bpm = Breaths / Min = assumption
Breaths / Hour | 3600 |  |  |  | Bph = Breaths / Hour = Bpm * 60
Breaths / Infection Threshold | 100000 |  |  |  | Bit = Breaths / Infection Threshold = assumption
Seconds / Infection Threshold | 50 |  |  |  | Sit = Seconds / Infection Threshold = 1200 / 60
Infection Virus Load | 50 |  |  |  | IL = Infection Virus Load = assumption
Room Virus Load | 1 |  |  |  | Rvl = Room Virus Load = IL / Sit
| Exchanges / Hour |  | Probability of Infection |  | AUC = Exchanges / Hour = assumptions
| 3600 |  | -49 |  | Poi = Probability of Infection = 1-AUC * Sit/Bph
| 1800 |  | -24
| 900 |  | -11.5 |  |  | e | s | b
| 450 |  | -5.25 |  |  | h | it | h
| 225 |  | -2.125
| 112.5 |  | -0.5625
| 56.25 |  | 0.21875
| 28.125 |  | 0.60938
| 14.0625 |  | 0.80469
| 7.0312 |  | 0.90234
Analysis 5 Probability of Exposure
Breaths / Sec | 1 |  |  |  | Bps = Breaths / Sec
Breaths / Hour | 3600 |  |  |  | Bph = Breaths / Hour
Breaths / Virus Infection | 1 |  |  |  | Bvi = Breaths / Virus Infection
Scenarios | Exchanges / Hour |  | Probability of Exposure
| 3600 |  | 0.00027778 |  | Poe = (Bps/AUC)/Bvi
| 1800 |  | 0.00055556
| 900 |  | 0.0011111
| 450 |  | 0.0022222
| 225 |  | 0.0044444
| 112.5 |  | 0.0088889
| 56.25 |  | 0.017778
| 28.125 |  | 0.035556
| 14.0625 |  | 0.071111
| 7.0312 |  | 0.14222
| 8 |  | 0.125
| 4 |  | 0.25
| 2 |  | 0.5
| 1 |  | 1
Analysis 6 Static Model
|  |  |  | AUC/hr | Breaths/sec | Exposure Sec | Breaths/Air Exchange | Exposure Min | Virus load | Infect load | Virus inhaled (1 hr) | Virus inhaled (2 hr) | Virus inhaled (3 hr) | hr before infected load
|  |  |  | 3600 | 1 | 1 | 1 | 0.016667 | 20 | 1000 | 20 | 40 | 60 | 50
|  |  |  | 1800 | 1 | 2 | 2 | 0.033333 | 20 | 1000 | 40 | 80 | 120 | 25
|  |  |  | 900 | 1 | 4 | 4 | 0.066667 | 20 | 1000 | 80 | 160 | 240 | 12.5
|  |  |  | 450 | 1 | 8 | 8 | 0.13333 | 20 | 1000 | 160 | 320 | 480 | 6.25
|  |  |  | 225 | 1 | 16 | 16 | 0.26667 | 20 | 1000 | 320 | 640 | 960 | 3.125
|  |  |  | 112.5 | 1 | 32 | 32 | 0.53333 | 20 | 1000 | 640 | 1280 | 1920 | 1.5625
|  |  |  | 56.25 | 1 | 64 | 64 | 1.0667 | 20 | 1000 | 1280 | 2560 | 3840 | 0.78125
|  |  |  | 28.125 | 1 | 128 | 128 | 2.1333 | 20 | 1000 | 2560 | 5120 | 7680 | 0.39062
|  |  |  | 14.0625 | 1 | 256 | 256 | 4.2667 | 20 | 1000 | 5120 | 10240 | 15360 | 0.19531
|  |  |  | 7.0312 | 1 | 512 | 512 | 8.5333 | 20 | 1000 | 10240 | 20480 | 30720 | 0.097656
|  |  |  | 4 | 1 | 900 | 900 | 15 | 20 | 1000 | 18000 | 36000 | 54000 | 0.055556
|  |  |  | 2 | 1 | 1800 | 1800 | 30 | 20 | 1000 | 36000 | 72000 | 108000 | 0.027778
|  |  |  | 1 | 1 | 3600 | 3600 | 60 | 20 | 1000 | 72000 | 144000 | 216000 | 0.013889
TBIL = IL/(Bs * (3600/AUC) * VL)
TBIL = IL/Vi1
TBIL = IL/(Bae * VL)
TBIL = IL/(Bae * VL)
TBIL = IL/(Bs * Es * VL)
TBIL = IL/(Bs * (3600/AUC) * VL)
AUC = AUC/Hour = Assumptions
Bs = Breaths/Sec = Assumptions
Es = Exposure/Sec = 3600/AUC
Bae = Breaths/Air Exchange = Bs * Es (needed for when the Breaths/sec changes e.g. 0.5 or 2.0)
Em = Exposure Min = (Exposure/Sec)/60 (to get a feel for exposure time)
VL= Virus load = Assumption
IL = Infection load = Assumption
Vi1 = Virus inhaled (1 hr) = Bae * VL (any value above the Infection Load will lead to infection)
Vi2 = Virus inhaled (2 hr) = Vi1 * 2
Vi3 = Virus inhaled (3 hr) = Vi2 * 3
TBIL = hr before infected load = IL/Vi1
https://www.canarm.com/hvac/add-series-direct-drive-wall-fans.html

## Diffusion
https://www.researchgate.net/post/How_to_calculate_the_dilution_of_contaminated_air_as_a_function_of_distance
B | Qi | u | u | x | Ca |  |  |  | Radionuclides Atmospheric Dispersion
B | Source Virus/min | Wind Miles/Hr | Wind Feet/Min | Distance Feet | Destination Virus/min | Time to Reach Qi Min | Virus Exposure Risk Factor (Ver) |  | Source and Receptor on same building surface
30 | 1200 | 1 | 88 | 0.5 | 1636.3636 | 0.73333 | -144 | Times Worse than 6 feet | If x is greater than three times the diameter of the stack or vent, use Eq. (7) below to calculate the air concentration with B = 30
30 | 1200 | 1 | 88 | 1 | 409.0909 | 2.9333 | -36 | Times Worse than 6 feet | Ca= B*Qi / (u*x^2)
30 | 1200 | 1 | 88 | 6 | 11.3636 | 105.6 | 1 | Baseline Standard Guidance
30 | 1200 | 1 | 88 | 16 | 1.598 | 750.9333 | 7.1111 | Times Better than 6 feet | Virus Load Destination |  | Ca the concentration at the point of interest (Bq/m3)
30 | 1200 | 1 | 88 | 26 | 0.60516 | 1982.9333 | 18.7778 | Times Better than 6 feet | Virus Load Source |  | Qi the released concentration per unit of time (Bq/s)
30 | 1200 | 1 | 88 | 36 | 0.31566 | 3801.6 | 36 | Times Better than 6 feet | Distance |  | x the distance between release vent and point of interest [m]
30 | 1200 | 1 | 88 | 46 | 0.19333 | 6206.9333 | 58.7778 | Times Better than 6 feet | Wind Speed |  | u the speed of the wind [m/s]
30 | 1200 | 1 | 88 | 56 | 0.13045 | 9198.9333 | 87.1111 | Times Better than 6 feet |  |  | B Unitless constant accounts for increase in air concentration along vertical wall
30 | 1200 | 1 | 88 | 66 | 0.093914 | 12777.6 | 121 | Times Better than 6 feet |  |  | because of air stagnation created by wakes.
30 | 1200 | 1 | 88 | 76 | 0.070826 | 16942.9333 | 160.4444 | Times Better than 6 feet
30 | 1200 | 0.25 | 22 | 0.5 | 6545.4545 | 0.18333 | -576 | Times Worse than 6 feet
30 | 1200 | 0.25 | 22 | 1 | 1636.3636 | 0.73333 | -144 | Times Worse than 6 feet
30 | 1200 | 0.5 | 44 | 0.5 | 3272.7273 | 0.36667 | -288 | Times Worse than 6 feet
30 | 1200 | 0.5 | 44 | 1 | 818.1818 | 1.4667 | -72 | Times Worse than 6 feet
30 | 1200 | 0.25 | 22 | 16 | 6.392 | 187.7333 | 1.7778 | Times Worse than 6 feet
30 | 1200 | 0.25 | 22 | 26 | 2.4207 | 495.7333 | 4.6944 | Times Worse than 6 feet
30 | 1200 | 0.5 | 44 | 16 | 3.196 | 375.4667 | 3.5556 | Times Worse than 6 feet
30 | 1200 | 0.5 | 44 | 26 | 1.2103 | 991.4667 | 9.3889 | Times Worse than 6 feet
| Ps |  |  | d | Pd
| Source Virus/min |  |  | Distance Feet | Destination Virus/min | Time to Reach Ps Min | Virus Exposure Risk Factor (Ver) |  | Radio Transmission
| 1200 |  |  | 0.5 | 4800 | 0.25 | -144 | Times Worse than 6 feet | Pd=Ps/d^2
| 1200 |  |  | 1 | 1200 | 1 | -36 | Times Worse than 6 feet | Pd=Ps/d^2
| 1200 |  |  | 6 | 33.3333 | 36 | 1 | Baseline Standard Guidance
| 1200 |  |  | 16 | 4.6875 | 256 | 7.1111 | Times Better than 6 feet | Pd is the power density at the target surface
| 1200 |  |  | 26 | 1.7751 | 676 | 18.7778 | Times Better than 6 feet | Ps is the power at the source
| 1200 |  |  | 36 | 0.92593 | 1296 | 36 | Times Better than 6 feet | d is the distance
| 1200 |  |  | 46 | 0.56711 | 2116 | 58.7778 | Times Better than 6 feet
| 1200 |  |  | 56 | 0.38265 | 3136 | 87.1111 | Times Better than 6 feet
| 1200 |  |  | 66 | 0.27548 | 4356 | 121 | Times Better than 6 feet
| 1200 |  |  | 76 | 0.20776 | 5776 | 160.4444 | Times Better than 6 feet
B | Qi | u | u | x | Ca
B | Source Virus/min | Wind Miles/Hr | Wind Feet/Min | Distance Feet | Destination Virus/min | Time to Reach Qi Min | Risk |  | Location | Scenarios
30 | 1200 | 1 | 88 | 1 | 409.0909 | 2.9333 | Unacceptable |  | Outside wall | Up against wall
30 | 1200 | 1 | 88 | 6 | 11.3636 | 105.6 | High |  | Outside wall | Up against wall
30 | 1200 | 1 | 88 | 16 | 1.598 | 750.9333 | Low to Unacceptable |  | Outside wall | Up against wall
30 | 1200 | 0.011364 | 1 | 1 | 36000.0012 | 0.033333 | Unacceptable |  | Inside | Up against wall No air movement, this is after a period of time (B becomes T) to build up against the wall
30 | 1200 | 0.011364 | 1 | 6 | 1000 | 1.2 | Unacceptable |  | Inside | Up against wall No air movement
30 | 1200 | 0.011364 | 1 | 16 | 140.625 | 8.5333 | Unacceptable |  | Inside | Up against wall No air movement
1 | 1200 | 1 | 88 | 1 | 13.6364 | 88 | High |  | Outside, Beach, Park | Free space air movement, at 1 foot this is really up against a wall and you are the wall
1 | 1200 | 1 | 88 | 6 | 0.37879 | 3168 | Low |  | Outside, Beach, Park | Free space air movement
1 | 1200 | 1 | 88 | 16 | 0.053267 | 22528 | Low |  | Outside, Beach, Park | Free space air movement
1 | 1200 | 0.011364 | 1 | 1 | 1200 | 1 | Unacceptable |  | Outside No Wind, Tent | Free space no air movement, Equation check
1 | 1200 | 0.011364 | 1 | 6 | 33.3333 | 36 | Unacceptable |  | Outside No Wind, Tent | Free space no air movement
1 | 1200 | 0.011364 | 1 | 16 | 4.6875 | 256 | High |  | Outside No Wind | Free space no air movement
Indoor Space With Massive Air Mixing
| Source Virus/min Per Cubic-Ft | L | W | H | Cubic Ft | Virus/Cubic-ft per min | Time to Reach V=1000 Min | Req'd ACH With Massive Air Mixing for uniform Virus Distribution | ACH with 1 mask .25 | ACH with 2 masks .25 & .25 .0625 | Risk | Location | Scenarios
| 1200 | 30 | 30 | 8 | 7200 | 0.16667 | 6000 | 0.01 |  |  | Virtually none | Classroom, restaurant, office, small shop | Breathing
| 720 | 30 | 30 | 8 | 7200 | 0.1 | 10000 | 0.006 |  |  | Virtually none | Classroom, restaurant, office, small shop | Cough 6/hr 80% Droplet Infection
| 2666666.6667 | 30 | 30 | 8 | 7200 | 370.3704 | 2.7 | 22.2222 | 5.5556 | 1.3889 | Low | Classroom, restaurant, office, small shop | Sneeze 1/hr 80% Droplet Infection
| 1200 | 100 | 100 | 40 | 400000 | 0.003 | 333333.3333 | 0.00018 |  |  | Virtually none | Grocery store, big box store, garage, warehouse | Breathing
| 720 | 100 | 100 | 40 | 400000 | 0.0018 | 555555.5556 | 0.000108 |  |  | Virtually none | Grocery store, big box store, garage, warehouse | Cough 6/hr 80% Droplet Infection
| 2666666.6667 | 100 | 100 | 40 | 400000 | 6.6667 | 150 | 0.4 |  |  | Virtually none | Grocery store, big box store, garage, warehouse | Sneeze 1/hr 80% Droplet Infection
| Source Virus/min Per Cubic-Ft | L | W | H | Cubic Ft | Virus/Cubic-ft per min | Time to Reach V=1000 Min | Req'd ACH With Massive Air Mixing for uniform Virus Distribution | ACH with 1 mask .25 | ACH with 2 masks .25 & .25 .0625 | Risk | Location | Scenarios
| 1200 | 30 | 30 | 10 | 9000 | 0.13333 | 7500 | 0.008 |  |  | Virtually none | Classroom, restaurant, office, small shop | Breathing
| 720 | 30 | 30 | 10 | 9000 | 0.08 | 12500 | 0.0048 |  |  | Virtually none | Classroom, restaurant, office, small shop | Cough 6/hr 80% Droplet Infection
| 2666666.6667 | 30 | 30 | 10 | 9000 | 296.2963 | 3.375 | 17.7778 | 4.4444 | 1.1111 | Low | Classroom, restaurant, office, small shop | Sneeze 1/hr 80% Droplet Infection
| 1200 | 100 | 100 | 40 | 400000 | 0.003 | 333333.3333 | 0.00018 |  |  | Virtually none | Grocery store, big box store, garage, warehouse | Breathing
| 720 | 100 | 100 | 40 | 400000 | 0.0018 | 555555.5556 | 0.000108 |  |  | Virtually none | Grocery store, big box store, garage, warehouse | Cough 6/hr 80% Droplet Infection
| 2666666.6667 | 100 | 100 | 40 | 400000 | 6.6667 | 150 | 0.4 |  |  | Virtually none | Grocery store, big box store, garage, warehouse | Sneeze 1/hr 80% Droplet Infection
| Source Virus/min Per Cubic-Ft | L | W | H | Cubic Ft | Virus/Cubic-ft per min | Time to Reach V=1000 Min | Req'd ACH With Massive Air Mixing for uniform Virus Distribution | ACH with 1 mask .25 | ACH with 2 masks .25 & .25 .0625 | Risk | Location | Scenarios
| 1200 | 30 | 30 | 12 | 10800 | 0.11111 | 9000 | 0.0066667 |  |  | Virtually none * | Classroom, restaurant, office, small shop | Breathing
| 720 | 30 | 30 | 12 | 10800 | 0.066667 | 15000 | 0.004 |  |  | Virtually none * | Classroom, restaurant, office, small shop | Cough 6/hr 80% Droplet Infection
| 2666666.6667 | 30 | 30 | 12 | 10800 | 246.9136 | 4.05 | 14.8148 | 3.7037 | 0.92593 | Low only with massive AUC * | Classroom, restaurant, office, small shop | Sneeze 1/hr 80% Droplet Infection
| 1200 | 100 | 100 | 40 | 400000 | 0.003 | 333333.3333 | 0.00018 |  |  | Virtually none | Grocery store, big box store, garage, warehouse | Breathing
| 720 | 100 | 100 | 40 | 400000 | 0.0018 | 555555.5556 | 0.000108 |  |  | Virtually none | Grocery store, big box store, garage, warehouse | Cough 6/hr 80% Droplet Infection
| 2666666.6667 | 100 | 100 | 40 | 400000 | 6.6667 | 150 | 0.4 |  |  | Virtually none | Grocery store, big box store, garage, warehouse | Sneeze 1/hr 80% Droplet Infection
* Note that the Wells-Riley equation suggests that the risks are very high. This analysis is provided further in the document.
Indoor space with NO mixing of air
| Source Virus/min Per Cubic-Ft | L | W | H | Cubic Ft | Virus/Cubic-ft per min | Time to Reach V=1000 Min | Req'd ACH With NO Air Mixing for uniform Virus Distribution | Risk | Location | Scenarios
| 1200 | 30 | 30 | 12 | 10800 | 1200 | 0.83333 | 72 | Unacceptable | Classroom, restaurant, office, small shop | Breathing
| 720 | 30 | 30 | 12 | 10800 | 720 | 1.3889 | 43.2 | Unacceptable | Classroom, restaurant, office, small shop | Cough 6/hr 80% Droplet Infection
| 2666666.6667 | 30 | 30 | 12 | 10800 | 2666666.6667 | 0.000375 | 160000 | Unacceptable | Classroom, restaurant, office, small shop | Sneeze 1/hr 80% Droplet Infection
| 1200 | 100 | 100 | 40 | 400000 | 1200 | 0.83333 | 72 | Unacceptable | Grocery store, big box store, garage, warehouse | Breathing
| 720 | 100 | 100 | 40 | 400000 | 720 | 1.3889 | 43.2 | Unacceptable | Grocery store, big box store, garage, warehouse | Cough 6/hr 80% Droplet Infection
| 2666666.6667 | 100 | 100 | 40 | 400000 | 2666666.6667 | 0.000375 | 160000 | Unacceptable | Grocery store, big box store, garage, warehouse | Sneeze 1/hr 80% Droplet Infection
Mask effects analysis
| Source Virus/min Per Cubic-Ft | Mask Person 1 | Mask Person 2 | Filter Effect |  | Virus/Cubic-ft per min | Time to Reach V=1000 Min |  |  | Virus Exposure Risk Factor
| 1200 | 1 | 1 | 1 |  | 1200 | 0.83333 | Unacceptable | no mask | 1 | Baseline worst case
| 1200 | 0.25 | 1 | 0.25 |  | 300 | 3.3333 | Unacceptable | 1 Mask filter effectiveness 75% | 4 | better than basline
| 1200 | 0.25 | 0.25 | 0.0625 |  | 75 | 13.3333 | Unacceptable | 2 Masks filter effectiveness 75% | 16 | better than basline
| 1200 | 0.1 | 1 | 0.1 |  | 120 | 8.3333 | Unacceptable | 1 Mask filter effectiveness 90% | 10 | better than basline
| 1200 | 0.1 | 0.1 | 0.01 |  | 12 | 83.3333 | Unacceptable | 2 Masks filter effectiveness 90% | 100 | better than basline
| 1200 | 0.01 | 1 | 0.01 |  | 12 | 83.3333 | Unacceptable | 1 Mask filter effectiveness 99% | 100 | better than basline
| 1200 | 0.01 | 0.1 | 0.001 |  | 1.2 | 833.3333 | Low | 2 Masks filter effectiveness 99% | 1000 | better than basline
Dilution effects analysis
| Source Virus/min Per Cubic-Ft | cu-ft |  | Filter Effect |  | Virus/Cubic-ft per min | Time to Reach V=1000 Min | Time to Reach V=1000 Min With 2 masks 75% but not the recommended AUC | Risk | Comment
| 1200 | 10800 |  | 9.2593e-05 |  | 0.11111 | 9000
| 1200 | 400000 |  | 2.5e-06 |  | 0.003 | 333333.3333
| 2666666.6667 | 10800 |  | 9.2593e-05 |  | 246.9136 | 4.05 | 64.8 | Unacceptable | This shows that without proper ventilation and AUC masks will not work
| 2666666.6667 | 400000 |  | 2.5e-06 |  | 6.6667 | 150
| Ps | d | Pd
| Source Virus/min | Indoor Distance Feet | Destination Virus/min | Mask Filter Effect | Destination Virus/min With Mask | Time to Reach V=1000 Min |  | Risk Ventilation Assumed To Be Turned Off | Scenarios |  | Radio Transmission
| 1200 | 6 | 33.3333 | 0.25 | 8.3333 | 120 |  | This is why outdoors is good | Indoor, 1 Mask filter effectiveness 75% |  | Pd=Ps/d^2
| 1200 | 6 | 33.3333 | 0.0625 | 2.0833 | 480 |  | Med | Indoor, 2 Masks filter effectiveness 75%
| 1200 | 6 | 33.3333 | 0.1 | 3.3333 | 300 |  | This is why outdoors is good | Indoor, 1 Mask filter effectiveness 90% | Pd is the power density at the target surface
| 1200 | 6 | 33.3333 | 0.01 | 0.33333 | 3000 |  | Low | Indoor, 2 Masks filter effectiveness 90% | Ps is the power at the source
| 1200 | 6 | 33.3333 | 0.01 | 0.33333 | 3000 |  | Low | Indoor, 1 Mask filter effectiveness 99% | d is the distance
| 1200 | 6 | 33.3333 | 0.001 | 0.033333 | 30000 |  | Virtually None | Indoor, 2 Masks filter effectiveness 99%
| cfm/person | people | cu-ft | cfm | cfh | AUC
| 10 | 25 | 10800 | 250 | 15000 | 1.3889 | classroom
| 10 | 35 | 10800 | 350 | 21000 | 1.9444 | classroom
| 60 | 70 | 10800 | 4200 | 252000 | 23.3333 | smoking area
| Source Virus/min | Exposure Time Min | Outdoor Air Supply AUC / hr | lpqt | Q | Probability of Infection
| 1200 | 60 | 50 | 72000 | 0.83333 | 1
| 1200 | 60 | 50 | 72000 | 72000 | 0.63212

## Marathon
Global Assumptions
6 | Path width ft min
8 | Path width ft typical
20 | Path length turns ft
40 | Height ft |  |  | see Ouside P tab
4800 | Volume 1 cu-ft
6400 | Volume 2 cu-ft
4 | Runner in front ft
2 | Runners passing
6 to 8 | Modeled Distance ft
3 | Time running hrs |  |  | typical
5 | Time running max hrs |  |  | worst case
20 | Virus load breathing / sec |  |  | see Droplet Dispersion tab
40 | Virus load running / sec |  |  | 2X normal breathing rate
43200 | Virus load cough / hr |  |  | see Droplet Dispersion tab
160000000 | Virus load sneeze / hr |  |  | see Droplet Dispersion tab
1 | Normal breaths / sec
2 | Running breaths / sec
1000 | Infection Virus load |  |  | see droplet dispersion
Note: There is no such thing as a super spreader - there is virus load source rate
Analysis Approach 1 - Virus Density by Distance (Electrical Engineering)
| Ps |  | d | Pd
Scenario | Source Virus/min | Distance Feet | Destination Virus/min | Time to Reach Infection VL Min | Risk no masks 3 - 5 hour session | 2 Masks @ 75% | Time to Reach Infection VL Min | Risk w/masks 3 - 5 hour session
breathing | 1200 | 8 | 18.75 | 53.3333 | Unacceptable | 0.0625 | 853.3333 | Low
running | 2400 | 8 | 37.5 | 26.6667 | Unacceptable | 0.0625 | 426.6667 | Med
coughing | 720 | 8 | 48.75 | 20.5128 | Unacceptable | 0.0625 | 328.2051 | High
sneeze | 2666666.6667 | 8 | 41704.1667 | 0.023978 | Unacceptable | 0.0625 | 0.38365 | Unacceptable
Radio Transmission
Pd=Ps/d^2
Pd is the power density at the target surface
Ps is the power at the source
d is the distance
Analysis Approach 2 - Virus Diffusion by Distance and Windspeed (Nuclear Engineering)
| B | Qi | u | u | x | Ca
Scenario | B | Source Virus/min | Wind Miles/Hr | Wind Feet/Min | Distance Feet | Destination Virus/min | Time to Reach Infection VL Min | Risk no masks 3 - 5 hour session | 2 Masks @ 75% | Time to Reach Infection VL Min | Risk w/masks 3 - 5 hour session
breathing | 1 | 1200 | 1 | 88 | 6 | 0.37879 | 2640 | Very Low | 0.0625 | 42240 | Very Low
running | 1 | 2400 | 1 | 88 | 6 | 0.75758 | 1320 | Very Low | 0.0625 | 21120 | Very Low
coughing | 1 | 720 | 1 | 88 | 6 | 0.98485 | 1015.3846 | Very Low | 0.0625 | 16246.1538 | Very Low
sneeze | 1 | 2666666.6667 | 1 | 88 | 8 | 473.911 | 2.1101 | Unacceptable | 0.0625 | 33.7616 | Unacceptable
https://www.researchgate.net/post/How_to_calculate_the_dilution_of_contaminated_air_as_a_function_of_distance
Radionuclides Atmospheric Dispersion
Source and Receptor on same building surface
If x is greater than three times the diameter of the stack or vent, use Eq. (7)
Ca= B*Qi / (u*x^2)
Virus Load Destination |  | Ca the concentration at the point of interest (Bq/m3)
Virus Load Source |  | Qi the released concentration per unit of time (Bq/s)
Distance |  | x the distance between release vent and point of interest [m]
Wind Speed |  | u the speed of the wind [m/s]
B Unitless constant accounts for increase in air concentration along vertical wall because of air stagnation created by wakes.
Analysis Approach 3 - Wells-Riley Probability of infection
Scenario | I | p cu-in/sec | q / sec | time sec | time hour | lpqt | Q cu-in/sec | 2 Masks @ 75% | P | Chance of Infection | Q cu-ft/hr | Space cu-ft | AUC | Ventilation | Risk 4 hr session
breathing | 1 | 366 | 0.02 | 14400 | 4 | 105408 | 8294400 | no mask | 0.012628 | 1.263% | 17280000 | 4800 | 3600 | wind 1 mile / hr | Med
running | 1 | 366 | 0.04 | 14400 | 4 | 210816 | 8294400 | no mask | 0.025096 | 2.51% | 17280000 | 4800 | 3600 | wind 1 mile / hr | Med
coughing | 1 | 366 | 0.052 | 14400 | 4 | 274060.8 | 8294400 | no mask | 0.032502 | 3.25% | 17280000 | 4800 | 3600 | wind 1 mile / hr | Med
sneeze | 1 | 366 | 44.4844 | 14400 | 4 | 234450816 | 8294400 | no mask | 1 | 100% | 17280000 | 4800 | 3600 | wind 1 mile / hr | Unacceptable
breathing | 1 | 366 | 0.02 | 14400 | 4 | 105408 | 8294400 | 0.0625 | 0.00078925 | 0.07892% | 17280000 | 4800 | 3600 | wind 1 mile / hr | Very Low
running | 1 | 366 | 0.04 | 14400 | 4 | 210816 | 8294400 | 0.0625 | 0.0015685 | 0.1569% | 17280000 | 4800 | 3600 | wind 1 mile / hr | Low
coughing | 1 | 366 | 0.052 | 14400 | 4 | 274060.8 | 8294400 | 0.0625 | 0.0020314 | 0.2031% | 17280000 | 4800 | 3600 | wind 1 mile / hr | Low
sneeze | 1 | 366 | 44.4844 | 14400 | 4 | 234450816 | 8294400 | 0.0625 | 0.0625 | 6.25% | 17280000 | 4800 | 3600 | wind 1 mile / hr | High
| Infection Load | Virus / Breath | Breaths / Sec | Sec to Infection | q / sec
breathing | 1000 | 20 | 1 | 50 | 0.02 |  | P = D/S = 1 - exp ( - (Ipqt/Q) )
running | 1000 | 40 | 1 | 25 | 0.04 |  | D = number of disease cases
coughing | 1000 | 52 | 1 | 19.2308 | 0.052 |  | S = number of susceptibles
sneeze | 1000 | 44484.4444 | 1 | 0.02248 | 44.4844 |  | I = number of infectors
P = probability of infection for susceptibles
p = breathing rate per person (m3/s)
p = breathing rate per person (m3/s)
q = quantum generation rate by an infected person (quanta/s)
t = total exposure time (s)
Q = outdoor air supply rate (m3/s)

## Public Transit
I | p cu-in/sec | q / sec | time sec | time hour | lpqt | Q cu-in/sec | 2 Masks @ 75% | P | Chance of Infection | Q cu-ft/hr | Space cu-ft | AUC | Population | Infected | death rate | Deaths | Ventilation | Scenario
1 | 366 | 0.02 | 900 | 0.25 | 6588 | 58924.8 | 0.0625 | 0.0066113 | 0.6611% | 122760 | 4092 | 30 | 328000000 | 2168491.283 | 0.035 | 75897.1949 | Transit | Trolley A
1 | 366 | 0.02 | 900 | 0.25 | 6588 | 39283.2 | 0.0625 | 0.0096498 | 0.965% | 81840 | 4092 | 20 | 328000000 | 3165138.1869 | 0.035 | 110779.8365 | Transit | Trolley B
1 | 366 | 0.02 | 1800 | 0.5 | 13176 | 87624 | 0.0625 | 0.0087256 | 0.8726% | 182550 | 6085 | 30 | 328000000 | 2862009.5427 | 0.035 | 100170.334 | Transit | Train A 60 ft
1 | 366 | 0.02 | 1800 | 0.5 | 13176 | 58416 | 0.0625 | 0.01262 | 1.262% | 121700 | 6085 | 20 | 328000000 | 4139494.2652 | 0.035 | 144882.2993 | Transit | Train B 60 ft
1 | 366 | 0.02 | 900 | 0.25 | 6588 | 50688 | 0.0625 | 0.0076175 | 0.7617% | 105600 | 3520 | 30 | 328000000 | 2498532.2681 | 0.035 | 87448.6294 | Transit | bus 40 ft
1 | 366 | 0.02 | 900 | 0.25 | 6588 | 60825.6 | 0.0625 | 0.0064156 | 0.6416% | 126720 | 5280 | 24 | 328000000 | 2104331.5412 | 0.035 | 73651.6039 | Transit | bus 60 ft
1 | 366 | 0.02 | 900 | 0.25 | 6588 | 9123840 | 0.0625 | 4.5113e-05 | 0.004511% | 19008000 | 5280 | 3600 | 328000000 | 14796.9772 | 0.035 | 517.8942 | Transit | Japan commuter train
1 | 366 | 0.02 | 900 | 0.25 | 6588 | 1964.16 | 0.0625 | 0.060316 | 6.032% | 4092 | 4092 | 1 | 328000000 | 19783717.5351 | 0.035 | 692430.1137 | Like restaurant | Trolley A
1 | 366 | 0.02 | 900 | 0.25 | 6588 | 1964.16 | 0.0625 | 0.060316 | 6.032% | 4092 | 4092 | 1 | 328000000 | 19783717.5351 | 0.035 | 692430.1137 | Like restaurant | Trolley B
1 | 366 | 0.02 | 1800 | 0.5 | 13176 | 2920.8 | 0.0625 | 0.061813 | 6.181% | 6085 | 6085 | 1 | 328000000 | 20274777.8353 | 0.035 | 709617.2242 | Like restaurant | Train A 60 ft
1 | 366 | 0.02 | 1800 | 0.5 | 13176 | 2920.8 | 0.0625 | 0.061813 | 6.181% | 6085 | 6085 | 1 | 328000000 | 20274777.8353 | 0.035 | 709617.2242 | Like restaurant | Train B 60 ft
1 | 366 | 0.02 | 900 | 0.25 | 6588 | 1689.6 | 0.0625 | 0.061234 | 6.123% | 3520 | 3520 | 1 | 328000000 | 20084687.0062 | 0.035 | 702964.0452 | Like restaurant | bus 40 ft
1 | 366 | 0.02 | 900 | 0.25 | 6588 | 2534.4 | 0.0625 | 0.057855 | 5.786% | 5280 | 5280 | 1 | 328000000 | 18976526.2824 | 0.035 | 664178.4199 | Like restaurant | bus 60 ft
1 | 366 | 0.02 | 900 | 0.25 | 6588 | 58924.8 | no mask | 0.10578 | 10.58% | 122760 | 4092 | 30 | 328000000 | 34695860.5284 | 0.035 | 1214355.1185 | Transit | Trolley A
1 | 366 | 0.02 | 900 | 0.25 | 6588 | 39283.2 | no mask | 0.1544 | 15.44% | 81840 | 4092 | 20 | 328000000 | 50642210.99 | 0.035 | 1772477.3847 | Transit | Trolley B
1 | 366 | 0.02 | 1800 | 0.5 | 13176 | 87624 | no mask | 0.13961 | 13.96% | 182550 | 6085 | 30 | 328000000 | 45792152.6832 | 0.035 | 1602725.3439 | Transit | Train A 60 ft
1 | 366 | 0.02 | 1800 | 0.5 | 13176 | 58416 | no mask | 0.20193 | 20.19% | 121700 | 6085 | 20 | 328000000 | 66231908.2435 | 0.035 | 2318116.7885 | Transit | Train B 60 ft
1 | 366 | 0.02 | 900 | 0.25 | 6588 | 50688 | no mask | 0.12188 | 12.19% | 105600 | 3520 | 30 | 328000000 | 39976516.289 | 0.035 | 1399178.0701 | Transit | bus 40 ft
1 | 366 | 0.02 | 900 | 0.25 | 6588 | 60825.6 | no mask | 0.10265 | 10.27% | 126720 | 5280 | 24 | 328000000 | 33669304.6593 | 0.035 | 1178425.6631 | Transit | bus 60 ft
1 | 366 | 0.02 | 900 | 0.25 | 6588 | 9123840 | no mask | 0.0007218 | 0.07218% | 19008000 | 5280 | 3600 | 328000000 | 236751.636 | 0.035 | 8286.3073 | Transit | Japan commuter train
1 | 366 | 0.02 | 900 | 0.25 | 6588 | 1964.16 | no mask | 0.96506 | 96.51% | 4092 | 4092 | 1 | 328000000 | 316539480.5609 | 0.035 | 11078881.8196 | Like restaurant | Trolley A
1 | 366 | 0.02 | 900 | 0.25 | 6588 | 1964.16 | no mask | 0.96506 | 96.51% | 4092 | 4092 | 1 | 328000000 | 316539480.5609 | 0.035 | 11078881.8196 | Like restaurant | Trolley B
1 | 366 | 0.02 | 1800 | 0.5 | 13176 | 2920.8 | no mask | 0.98901 | 98.9% | 6085 | 6085 | 1 | 328000000 | 324396445.3643 | 0.035 | 11353875.5878 | Like restaurant | Train A 60 ft
1 | 366 | 0.02 | 1800 | 0.5 | 13176 | 2920.8 | no mask | 0.98901 | 98.9% | 6085 | 6085 | 1 | 328000000 | 324396445.3643 | 0.035 | 11353875.5878 | Like restaurant | Train B 60 ft
1 | 366 | 0.02 | 900 | 0.25 | 6588 | 1689.6 | no mask | 0.97974 | 97.97% | 3520 | 3520 | 1 | 328000000 | 321354992.0994 | 0.035 | 11247424.7235 | Like restaurant | bus 40 ft
1 | 366 | 0.02 | 900 | 0.25 | 6588 | 2534.4 | no mask | 0.92568 | 92.57% | 5280 | 5280 | 1 | 328000000 | 303624420.5185 | 0.035 | 10626854.7181 | Like restaurant | bus 60 ft
|  |  | Infection Load | Virus / Breath | Breaths / Sec | Sec to Infection | q / sec
|  |  | 1000 | 20 | 1 | 50 | 0.02 | [10 empty] | Wells–Riley equation
P = D/S = 1 - exp ( - (Ipqt/Q) )
|  |  | L | W | H | cu-ft | [11 empty] | where:
|  |  | 30 | 30 | 12 | 10800 | [11 empty] | D = number of disease cases
|  |  | 100 | 100 | 40 | 400000 | [11 empty] | D = number of disease cases
|  |  | 1000 | 100 | 40 | 4000000 | [11 empty] | S = number of susceptibles
I = number of infectors
|  |  | social distance | sq-ft | Parties | % | I | Comments | [9 empty] | P = probability of infection for susceptibles
|  |  | 6 | 900 | 25 | 0.1 | 2.5 | [10 empty] | p = breathing rate per person (m3/s)
|  |  | 6 | 10000 | 277.7778 | 0.1 | 27.7778 | [10 empty] | p = breathing rate per person (m3/s)
|  |  | 6 | 100000 | 2777.7778 | 0.1 | 277.7778 | Unlikely the virus will travel this distance without being diluted | [9 empty] | q = quantum generation rate by an infected person (quanta/s)
t = total exposure time (s)
|  |  | 16 | 900 | 3.5156 | 0.1 | 0.35156 | [10 empty] | Q = outdoor air supply rate (m3/s).
|  |  | 16 | 10000 | 39.0625 | 0.1 | 3.9062
|  |  | 16 | 100000 | 390.625 | 0.1 | 39.0625 | Unlikely the virus will travel this distance without being diluted
|  |  | Boxcar Specifications |  |  |  | 46.5 feet
|  |  |  | 50' Standard | 60' Standard |  | SEPTA PCC II Trolley |  | bus | bus
|  |  | Exterior Length | 55' 5" | 67' 11" |  | Car length | 46.5 | 40 | 60
|  |  | Exterior Width | 10' 7" | 10' 6" |  | Width | 8 | 8 | 8
[7 empty] | Height | 11 | 11 | 11
|  |  | Cubic Capacity ft | 5238 | 6085 |  | Cubic Capacity ft | 4092 | 3520 | 5280
|  |  | Freight Capacity | 70 - 100 tons | 70 - 100 tons |  | Doors | 2

## Country
| https://www.worldometers.info/coronavirus/ |  |  |  |  | 2020-11-21
# | Country, | Total | New | Total | New | Total | Active | Serious, | Tot Cases/ | Deaths/ | Total | Tests/ | Population
| Other | Cases | Cases | Deaths | Deaths | Recovered | Cases | Critical | 1M pop | 1M pop | Tests | 1M pop
| World | 58494728 | 14124 | 1386570 | 792 | 40467900 | 16640258 | 102391 | 7504 | 177.9
1 | USA | 12450666 |  | 261790 |  | 7403847 | 4785029 | 22927 | 37529 | 789 | 179039707 | 539659 | 331764517
2 | India | 9095908 |  | 133263 |  | 8521617 | 441028 | 8944 | 6566 | 96 | 131733134 | 95093 | 1385308309
3 | Brazil | 6052786 |  | 169016 |  | 5429158 | 454612 | 8318 | 28397 | 793 | 21900000 | 102744 | 213151746
4 | France | 2127051 |  | 48518 |  | 149521 | 1929012 | 4582 | 32558 | 743 | 19779652 | 302763 | 65330409
5 | Russia | 2064748 |  | 35778 |  | 1577435 | 451535 | 2300 | 14146 | 245 | 71838293 | 492181 | 145959155
6 | Spain | 1589219 |  | 42619 |  | N/A | N/A | 3054 | 33985 | 911 | 20742051 | 443567 | 46761925
7 | UK | 1493383 |  | 54626 |  | N/A | N/A | 1421 | 21953 | 803 | 40266183 | 591923 | 68026070
8 | Italy | 1380531 |  | 49261 |  | 539524 | 791746 | 3758 | 22846 | 815 | 20199829 | 334287 | 60426678
9 | Argentina | 1366182 |  | 36902 |  | 1187053 | 142227 | 4132 | 30120 | 814 | 3661948 | 80734 | 45358011
10 | Colombia | 1240493 |  | 35104 |  | 1144923 | 60466 | 2376 | 24278 | 687 | 6010654 | 117637 | 51094723
11 | Mexico | 1032688 | 6719 | 101373 | 550 | 774930 | 156385 | 2852 | 7977 | 783 | 2684780 | 20738 | 129461935
12 | Peru | 948081 |  | 35549 |  | 876399 | 36133 | 969 | 28599 | 1072 | 4916164 | 148298 | 33150631
13 | Germany | 918271 |  | 14239 |  | 593100 | 310932 | 3615 | 10946 | 170 | 26456866 | 315378 | 83889377
14 | Poland | 843475 |  | 13288 |  | 407075 | 423112 | 2125 | 22296 | 351 | 5901232 | 155992 | 37830230
15 | Iran | 841308 |  | 44327 |  | 596136 | 200845 | 5778 | 9967 | 525 | 5747325 | 68087 | 84411910
16 | South Africa | 765409 |  | 20845 |  | 707784 | 36780 | 546 | 12842 | 350 | 5269062 | 88407 | 59600159
17 | Ukraine | 612665 |  | 10813 |  | 282313 | 319539 | 177 | 14042 | 248 | 4154333 | 95219 | 43629450
18 | Belgium | 556904 | 3224 | 15522 | 170 | 35810 | 505572 | 1201 | 47970 | 1337 | 5668113 | 488233 | 11609451
19 | Chile | 539143 |  | 15030 |  | 514584 | 9529 | 712 | 28109 | 784 | 5017064 | 261572 | 19180431
20 | Iraq | 533555 |  | 11925 |  | 463040 | 58590 | 366 | 13151 | 294 | 3244188 | 79964 | 40570536
21 | Indonesia | 493308 |  | 15774 |  | 413955 | 63579 |  | 1796 | 57 | 5304548 | 19314 | 274653425
22 | Czechia | 490750 |  | 7095 |  | 394830 | 88825 | 913 | 45793 | 662 | 2905249 | 271093 | 10716810
23 | Netherlands | 479260 |  | 8870 |  | N/A | N/A | 564 | 27946 | 517 | 3893908 | 227053 | 17149807
24 | Bangladesh | 445281 |  | 6350 |  | 360352 | 78579 |  | 2693 | 38 | 2635202 | 15939 | 165330708
25 | Turkey | 440805 |  | 12219 |  | 370825 | 57761 | 4121 | 5205 | 144 | 17090101 | 201788 | 84693499
26 | Philippines | 416852 |  | 8080 |  | 375548 | 33224 | 1449 | 3784 | 73 | 5457998 | 49551 | 110149154
27 | Romania | 412808 |  | 9916 |  | 287310 | 115582 | 1132 | 21515 | 517 | 3877953 | 202117 | 19186711
28 | Pakistan | 374173 | 2665 | 7662 | 59 | 329828 | 36683 | 1653 | 1681 | 34 | 5180026 | 23276 | 222551849
29 | Saudi Arabia | 355034 |  | 5761 |  | 342882 | 6391 | 796 | 10137 | 164 | 9218646 | 263205 | 35024531
30 | Israel | 328397 |  | 2757 |  | 317171 | 8469 | 315 | 35705 | 300 | 5237118 | 569401 | 9197590
31 | Canada | 325711 |  | 11406 |  | 260398 | 53907 | 431 | 8600 | 301 | 10822889 | 285778 | 37871660
32 | Morocco | 320962 |  | 5256 |  | 266711 | 48995 | 1024 | 8656 | 142 | 3776678 | 101849 | 37081225
33 | Switzerland | 290601 |  | 4031 |  | 180700 | 105870 | 517 | 33482 | 464 | 2513729 | 289619 | 8679429
34 | Portugal | 255970 |  | 3824 |  | 169379 | 82767 | 485 | 25132 | 375 | 4067735 | 399387 | 10184939
35 | Austria | 241962 |  | 2328 |  | 162751 | 76883 | 697 | 26806 | 258 | 2820796 | 312499 | 9026572
36 | Nepal | 218639 |  | 1305 |  | 193325 | 24009 |  | 7452 | 44 | 1652043 | 56307 | 29339891
37 | Sweden | 208295 |  | 6406 |  | N/A | N/A | 182 | 20574 | 633 | 2914088 | 287840 | 10123974
38 | Ecuador | 184876 |  | 13139 |  | 160639 | 11098 | 348 | 10417 | 740 | 615856 | 34702 | 17747192
39 | Jordan | 178161 |  | 2172 |  | 108353 | 67636 | 427 | 17394 | 212 | 2334276 | 227896 | 10242727
40 | Hungary | 170298 |  | 3689 |  | 40820 | 125789 | 599 | 17646 | 382 | 1480674 | 153427 | 9650644
41 | UAE | 157785 |  | 548 |  | 148080 | 9157 |  | 15879 | 55 | 15667583 | 1576691 | 9937006
42 | Panama | 153577 |  | 2946 |  | 134360 | 16271 | 149 | 35377 | 679 | 822413 | 189446 | 4341153
43 | Bolivia | 143922 | 68 | 8904 | 4 | 119180 | 15838 | 71 | 12264 | 759 | 352522 | 30040 | 11735018
44 | Kuwait | 139734 |  | 863 |  | 131560 | 7311 | 84 | 32533 | 201 | 1047902 | 243974 | 4295131
45 | Dominican Republic | 137770 |  | 2308 |  | 112090 | 23372 | 185 | 12651 | 212 | 676578 | 62126 | 10890427
46 | Qatar | 137062 |  | 235 |  | 134100 | 2727 | 35 | 48815 | 84 | 1075890 | 383178 | 2807805
47 | Costa Rica | 129418 |  | 1608 |  | 79372 | 48438 | 217 | 25315 | 315 | 363834 | 71168 | 5112316
48 | Japan | 127665 |  | 1963 |  | 109892 | 15810 | 313 | 1011 | 16 | 3225667 | 25535 | 126323166
49 | Kazakhstan | 125466 | 756 | 1945 |  | 112292 | 11229 | 221 | 6651 | 103 | 4206738 | 223000 | 18864311
50 | Armenia | 124839 |  | 1931 |  | 92829 | 30079 |  | 42098 | 651 | 483652 | 163097 | 2965426
51 | Belarus | 122435 |  | 1089 |  | 102113 | 19233 |  | 12959 | 115 | 3041384 | 321904 | 9448096
52 | Oman | 121360 |  | 1365 |  | 112406 | 7589 | 127 | 23535 | 265 | 571472 | 110825 | 5156536
53 | Bulgaria | 120697 |  | 2820 |  | 35752 | 82125 | 408 | 17423 | 407 | 911936 | 131637 | 6927650
54 | Guatemala | 118417 |  | 4074 |  | 107241 | 7102 | 5 | 6563 | 226 | 507476 | 28124 | 18043923
55 | Serbia | 116125 |  | 1168 |  | 31536 | 83421 | 209 | 13312 | 134 | 1610219 | 184586 | 8723424
56 | Lebanon | 115283 |  | 894 |  | 66135 | 48254 | 331 | 16920 | 131 | 1463727 | 214833 | 6813327
57 | Egypt | 112676 |  | 6535 |  | 101783 | 4358 | 46 | 1093 | 63 | 1000000 | 9701 | 103081647
58 | Ethiopia | 105352 |  | 1636 |  | 65534 | 38182 | 319 | 908 | 14 | 1591148 | 13710 | 116058763
59 | Honduras | 104435 | 256 | 2857 | 2 | 46208 | 55370 | 133 | 10479 | 287 | 255418 | 25629 | 9965792
60 | Georgia | 100684 |  | 927 |  | 81783 | 17974 |  | 25259 | 233 | 1012265 | 253946 | 3986139
61 | Croatia | 100410 |  | 1304 |  | 80027 | 19079 | 213 | 24519 | 318 | 667749 | 163056 | 4095215
62 | Venezuela | 99435 |  | 869 |  | 94355 | 4211 | 117 | 3501 | 31 | 2276409 | 80144 | 28404047
63 | Moldova | 96689 |  | 2130 |  | 78112 | 16447 | 240 | 23991 | 529 | 435015 | 107937 | 4030254
64 | Slovakia | 95257 |  | 644 |  | 43188 | 51425 | 216 | 17444 | 118 | 1010338 | 185020 | 5460686
65 | Greece | 90121 |  | 1527 |  | 9989 | 78605 | 522 | 8663 | 147 | 2223225 | 213713 | 10402862
66 | Azerbaijan | 89898 |  | 1107 |  | 62243 | 26548 |  | 8835 | 109 | 1592280 | 156490 | 10174934
67 | Tunisia | 87471 |  | 2752 |  | 61402 | 23317 | 294 | 7371 | 232 | 431220 | 36338 | 11866931
68 | China | 86431 | 17 | 4634 |  | 81481 | 316 | 5 | 60 | 3 | 160000000 | 111163 | 1439323776
69 | Bahrain | 85591 |  | 338 |  | 83617 | 1636 | 15 | 49645 | 196 | 1962910 | 1138540 | 1724059
70 | Bosnia and Herzegovina | 79309 |  | 2246 |  | 43793 | 33270 |  | 24233 | 686 | 390919 | 119448 | 3272716
71 | Myanmar | 77848 |  | 1722 |  | 57679 | 18447 |  | 1427 | 32 | 1004357 | 18411 | 54552850
72 | Libya | 76808 |  | 1068 |  | 47587 | 28153 |  | 11119 | 155 | 391888 | 56732 | 6907674
73 | Kenya | 76404 |  | 1366 |  | 51352 | 23686 | 59 | 1409 | 25 | 833004 | 15361 | 54228230
74 | Paraguay | 75857 |  | 1652 |  | 53988 | 20217 | 126 | 10585 | 231 | 420258 | 58640 | 7166700
75 | Algeria | 73774 |  | 2255 |  | 48183 | 23336 | 50 | 1671 | 51 |  |  | 44157874
76 | Uzbekistan | 71431 |  | 603 |  | 68659 | 2169 | 250 | 2122 | 18 | 1377915 | 40939 | 33657891
77 | Palestine | 70254 |  | 620 |  | 58383 | 11251 |  | 13649 | 120 | 618985 | 120259 | 5147101
78 | Ireland | 70143 |  | 2022 |  | 23364 | 44757 | 32 | 14144 | 408 | 1869645 | 376996 | 4959318
79 | Denmark | 69635 |  | 781 |  | 54436 | 14418 | 40 | 12006 | 135 | 6765419 | 1166406 | 5800227
80 | Kyrgyzstan | 69149 |  | 1227 |  | 60294 | 7628 | 122 | 10531 | 187 | 480095 | 73119 | 6565976
81 | Nigeria | 66228 |  | 1166 |  | 61884 | 3178 | 10 | 318 | 6 | 739216 | 3552 | 208104486
82 | Slovenia | 64284 |  | 1026 |  | 43272 | 19986 | 197 | 30920 | 493 | 473845 | 227914 | 2079051
83 | Singapore | 58148 |  | 28 |  | 58064 | 56 | 1 | 9909 | 5 | 4227877 | 720452 | 5868365
84 | Malaysia | 53679 |  | 332 |  | 40493 | 12854 | 108 | 1650 | 10 | 2510332 | 77175 | 32527602
85 | North Macedonia | 53631 |  | 1487 |  | 31659 | 20485 | 138 | 25743 | 714 | 309590 | 148603 | 2083340
86 | Ghana | 50717 |  | 323 |  | 49281 | 1113 | 15 | 1619 | 10 | 573754 | 18317 | 31323488
87 | Lithuania | 44740 |  | 374 |  | 10869 | 33497 | 117 | 16527 | 138 | 1255623 | 463826 | 2707101
88 | Afghanistan | 44503 |  | 1675 |  | 35422 | 7406 | 93 | 1133 | 43 | 139070 | 3542 | 39266377
89 | El Salvador | 37250 |  | 1070 |  | 33984 | 2196 | 41 | 5732 | 165 | 524508 | 80705 | 6499062
90 | Norway | 32352 |  | 306 |  | 20956 | 11090 | 34 | 5949 | 56 | 2102274 | 386600 | 5437847
91 | Albania | 32196 |  | 685 |  | 15469 | 16042 | 13 | 11193 | 238 | 166365 | 57835 | 2876555
92 | S. Korea | 30733 | 330 | 505 | 2 | 26466 | 3762 | 87 | 599 | 10 | 2908890 | 56718 | 51286589
93 | Montenegro | 30653 |  | 434 |  | 19129 | 11090 | 31 | 48803 | 691 | 120131 | 191262 | 628097
94 | Luxembourg | 30333 |  | 262 |  | 20014 | 10057 | 43 | 48153 | 416 | 1284620 | 2039299 | 629932
95 | Australia | 27819 | 13 | 907 |  | 25522 | 1390 |  | 1086 | 35 | 9713327 | 379200 | 25615331
96 | Cameroon | 23528 |  | 435 |  | 22177 | 916 | 52 | 878 | 16 | 149000 | 5560 | 26799958
97 | Finland | 21216 |  | 375 |  | 15300 | 5541 | 10 | 3827 | 68 | 1791727 | 323176 | 5544113
98 | Ivory Coast | 21126 |  | 129 |  | 20777 | 220 |  | 793 | 5 | 209295 | 7860 | 26629489
99 | Sri Lanka | 19771 |  | 83 |  | 13590 | 6098 |  | 922 | 4 | 724864 | 33795 | 21448549
100 | Uganda | 17667 |  | 168 |  | 8611 | 8888 |  | 382 | 4 | 607583 | 13125 | 46292203
101 | Zambia | 17394 |  | 356 |  | 16659 | 379 |  | 936 | 19 | 361046 | 19431 | 18581229
102 | Madagascar | 17310 |  | 250 |  | 16592 | 468 | 16 | 619 | 9 | 92992 | 3325 | 27964504
103 | Senegal | 15865 |  | 330 |  | 15465 | 70 | 2 | 938 | 20 | 223338 | 13205 | 16913315
104 | Sudan | 15839 |  | 1193 |  | 9727 | 4919 |  | 358 | 27 |  |  | 44243640
105 | Mozambique | 14981 |  | 123 |  | 13151 | 1707 |  | 474 | 4 | 220268 | 6973 | 31590955
106 | Angola | 14413 |  | 336 |  | 7273 | 6804 | 23 | 433 | 10 | 171247 | 5149 | 33256592
107 | Namibia | 13811 |  | 145 |  | 13209 | 457 | 4 | 5398 | 57 | 146495 | 57253 | 2558735
108 | French Polynesia | 12978 |  | 63 |  | 4842 | 8073 | 23 | 46096 | 224 | 26355 | 93608 | 281545
109 | Guinea | 12798 |  | 75 |  | 11821 | 902 | 24 | 964 | 6 | 60369 | 4549 | 13269425
110 | Latvia | 12744 |  | 153 |  | 1557 | 11034 | 24 | 6786 | 81 | 572568 | 304901 | 1877881
111 | Maldives | 12578 |  | 45 |  | 11559 | 974 | 12 | 23111 | 83 | 150743 | 276981 | 544235
112 | DRC | 12180 |  | 327 |  | 11300 | 553 |  | 134 | 4 |  |  | 90601794
113 | Tajikistan | 11854 |  | 86 |  | 11229 | 539 |  | 1232 | 9 |  |  | 9620248
114 | French Guiana | 11014 |  | 70 |  | 9995 | 949 |  | 36512 | 232 | 80709 | 267554 | 301655
115 | Jamaica | 10240 |  | 237 |  | 5481 | 4522 | 12 | 3452 | 80 | 108576 | 36604 | 2966248
116 | Cabo Verde | 10234 |  | 104 |  | 9649 | 481 | 23 | 18329 | 186 | 102839 | 184185 | 558345
117 | Botswana | 9594 |  | 31 |  | 7296 | 2267 | 1 | 4048 | 13 | 377957 | 159477 | 2369982
118 | Estonia | 9375 |  | 87 |  | 5661 | 3627 | 15 | 7065 | 66 | 434644 | 327567 | 1326887
119 | Haiti | 9214 |  | 232 |  | 7854 | 1128 |  | 804 | 20 | 34734 | 3032 | 11456733
120 | Zimbabwe | 9172 |  | 265 |  | 8235 | 672 |  | 614 | 18 | 172587 | 11547 | 14947083
121 | Gabon | 9131 |  | 59 |  | 8976 | 96 | 3 | 4066 | 26 | 280595 | 124933 | 2245959
122 | Malta | 8822 |  | 111 |  | 6565 | 2146 | 13 | 19959 | 251 | 401904 | 909273 | 442006
123 | Cyprus | 8456 |  | 43 |  | 2055 | 6358 | 15 | 6984 | 36 | 574392 | 474389 | 1210804
124 | Guadeloupe | 8225 |  | 144 |  | 2242 | 5839 | 10 | 20555 | 360 | 74138 | 185275 | 400151
125 | Mauritania | 8096 |  | 169 |  | 7573 | 354 | 4 | 1724 | 36 | 98641 | 21003 | 4696580
126 | Cuba | 7798 |  | 132 |  | 7307 | 359 |  | 689 | 12 | 1022379 | 90285 | 11323885
127 | Réunion | 7501 |  | 35 |  | 6660 | 806 | 17 | 8355 | 39 | 48859 | 54420 | 897817
128 | Bahamas | 7395 |  | 163 |  | 5628 | 1604 | 2 | 18735 | 413 | 41588 | 105363 | 394713
129 | Syria | 7154 |  | 372 |  | 3043 | 3739 |  | 405 | 21 |  |  | 17664247
130 | Trinidad and Tobago | 6324 |  | 115 |  | 5559 | 650 | 3 | 4513 | 82 | 35954 | 25658 | 1401271
131 | Andorra | 6207 |  | 76 |  | 5290 | 841 | 20 | 80283 | 983 | 161318 | 2086530 | 77314
132 | Eswatini | 6205 |  | 119 |  | 5850 | 236 | 11 | 5327 | 102 | 55581 | 47715 | 1164857
133 | Malawi | 6003 |  | 185 |  | 5441 | 377 | 4 | 311 | 10 | 70613 | 3655 | 19319831
134 | Nicaragua | 5725 |  | 159 |  | 4225 | 1341 |  | 860 | 24 |  |  | 6655298
135 | Djibouti | 5661 |  | 61 |  | 5552 | 48 |  | 5698 | 61 | 90600 | 91185 | 993589
136 | Congo | 5632 |  | 93 |  | 3887 | 1652 |  | 1011 | 17 |  |  | 5570332
137 | Rwanda | 5620 |  | 46 |  | 5163 | 411 |  | 430 | 4 | 604742 | 46249 | 13075695
138 | Hong Kong | 5561 |  | 108 |  | 5248 | 205 | 8 | 739 | 14 | 3994873 | 531177 | 7520800
139 | Suriname | 5295 |  | 116 |  | 5166 | 13 | 4 | 8995 | 197 | 21129 | 35892 | 588689
140 | Iceland | 5269 |  | 26 |  | 5019 | 224 | 3 | 15401 | 76 | 381486 | 1115091 | 342112
141 | Equatorial Guinea | 5130 |  | 85 |  | 4975 | 70 |  | 3611 | 60 | 69259 | 48755 | 1420546
142 | Belize | 5110 | 54 | 112 | 5 | 2800 | 2198 | 7 | 12761 | 280 | 28321 | 70727 | 400425
143 | Guyana | 5093 |  | 143 |  | 4018 | 932 | 5 | 6463 | 181 | 27236 | 34562 | 788043
144 | Mayotte | 5036 |  | 48 |  | 2964 | 2024 | 5 | 18290 | 174 | 21538 | 78221 | 275348
145 | CAR | 4911 |  | 63 |  | 1924 | 2924 | 2 | 1010 | 13 | 32711 | 6727 | 4862330
146 | Martinique | 4732 |  | 37 |  | 98 | 4597 | 16 | 12614 | 99 | 60432 | 161088 | 375150
147 | Aruba | 4724 |  | 45 |  | 4588 | 91 | 4 | 44173 | 421 | 46072 | 430805 | 106944
148 | Uruguay | 4564 |  | 69 |  | 3621 | 874 | 9 | 1312 | 20 | 394631 | 113450 | 3478467
149 | Somalia | 4382 |  | 108 |  | 3384 | 890 |  | 273 | 7 |  |  | 16063140
150 | Mali | 4206 |  | 143 |  | 3012 | 1051 |  | 205 | 7 | 91737 | 4481 | 20474119
151 | Thailand | 3913 | 11 | 60 |  | 3761 | 92 | 1 | 56 | 0.9 | 977854 | 13996 | 69868955
152 | Gambia | 3726 |  | 123 |  | 3582 | 21 |  | 1525 | 50 | 23883 | 9777 | 2442680
153 | South Sudan | 3047 |  | 60 |  | 1290 | 1697 |  | 271 | 5 | 12044 | 1071 | 11244927
154 | Benin | 2916 |  | 43 |  | 2579 | 294 |  | 238 | 4 | 294009 | 24010 | 12245123
155 | Togo | 2829 |  | 64 |  | 2209 | 556 |  | 339 | 8 | 141255 | 16910 | 8353458
156 | Burkina Faso | 2703 |  | 68 |  | 2521 | 114 |  | 128 | 3 |  |  | 21123045
157 | Guinea-Bissau | 2421 |  | 43 |  | 2286 | 92 | 5 | 1219 | 22 | 29037 | 14621 | 1985913
158 | Sierra Leone | 2405 |  | 74 |  | 1827 | 504 |  | 299 | 9 |  |  | 8039683
159 | Yemen | 2093 |  | 608 |  | 1441 | 44 | 8 | 70 | 20 | 16769 | 557 | 30079384
160 | Lesotho | 2085 |  | 44 |  | 1276 | 765 |  | 970 | 20 | 25314 | 11780 | 2148901
161 | New Zealand | 2028 | 9 | 25 |  | 1953 | 50 |  | 405 | 5 | 1230901 | 246077 | 5002100
162 | Curaçao | 1682 |  | 3 |  | 988 | 691 | 7 | 10234 | 18 | 18251 | 111045 | 164357
163 | Chad | 1633 |  | 101 |  | 1469 | 63 |  | 98 | 6 |  |  | 16606319
164 | Liberia | 1551 |  | 82 |  | 1331 | 138 | 2 | 304 | 16 | 33078 | 6481 | 5103464
165 | San Marino | 1395 |  | 43 |  | 1082 | 270 | 6 | 41079 | 1266 | 14875 | 438028 | 33959
166 | Niger | 1351 |  | 70 |  | 1158 | 123 | 9 | 55 | 3 | 43087 | 1756 | 24539167
167 | Vietnam | 1306 |  | 35 |  | 1142 | 129 |  | 13 | 0.4 | 1339465 | 13713 | 97681252
168 | Liechtenstein | 1109 |  | 8 |  | 883 | 218 | 11 | 29053 | 210 | 9155 | 239842 | 38171
169 | Channel Islands | 1094 |  | 48 |  | 887 | 159 | 10 | 6270 | 275 | 189738 | 1087386 | 174490
170 | Sint Maarten | 996 |  | 25 |  | 890 | 81 | 6 | 23127 | 581 | 7088 | 164585 | 43066
171 | Sao Tome and Principe | 979 |  | 17 |  | 920 | 42 |  | 4435 | 77 | 7465 | 33819 | 220735
172 | Gibraltar | 953 |  | 3 |  | 848 | 102 | 4 | 28290 | 89 | 83596 | 2481551 | 33687
173 | Turks and Caicos | 746 |  | 6 |  | 700 | 40 | 1 | 19167 | 154 | 6244 | 160428 | 38921
174 | Diamond Princess | 712 |  | 13 |  | 659 | 40 | 4
175 | Saint Martin | 690 |  | 12 |  | 598 | 80 | 7 | 17728 | 308 | 7149 | 183675 | 38922
176 | Burundi | 656 |  | 1 |  | 575 | 80 |  | 55 | 0.08 | 62215 | 5173 | 12026198
177 | Taiwan | 611 |  | 7 |  | 546 | 58 |  | 26 | 0.3 | 107410 | 4507 | 23833763
178 | Papua New Guinea | 604 |  | 7 |  | 586 | 11 |  | 67 | 0.8 | 30027 | 3332 | 9012632
179 | Comoros | 596 |  | 7 |  | 572 | 17 |  | 680 | 8 |  |  | 876753
180 | Mongolia | 582 |  |  |  | 337 | 245 | 2 | 176 |  | 110309 | 33439 | 3298791
181 | Monaco | 581 |  | 3 |  | 507 | 71 | 5 | 14765 | 76 | 51953 | 1320246 | 39351
182 | Eritrea | 551 |  |  |  | 473 | 78 |  | 155 |  | 21655 | 6073 | 3565528
183 | Tanzania | 509 |  | 21 |  | 183 | 305 | 7 | 8 | 0.3 |  |  | 60385784
184 | Faeroe Islands | 499 |  |  |  | 495 | 4 |  | 10197 |  | 163706 | 3345308 | 48936
185 | Mauritius | 494 |  | 10 |  | 433 | 51 |  | 388 | 8 | 289552 | 227528 | 1272600
186 | Bhutan | 379 | 1 |  |  | 360 | 19 |  | 489 |  | 195276 | 251993 | 774925
187 | Isle of Man | 368 |  | 25 |  | 332 | 11 | 1 | 4319 | 293 | 17703 | 207757 | 85210
188 | Cambodia | 306 | 1 |  |  | 295 | 11 |  | 18 |  | 219004 | 13029 | 16809036
189 | Cayman Islands | 261 |  | 2 |  | 245 | 14 | 1 | 3953 | 30 | 50820 | 769732 | 66023
190 | Barbados | 255 |  | 7 |  | 241 | 7 |  | 887 | 24 | 44146 | 153544 | 287514
191 | Bermuda | 227 |  | 9 |  | 200 | 18 |  | 3650 | 145 | 100048 | 1608825 | 62187
192 | Saint Lucia | 204 |  | 2 |  | 60 | 142 |  | 1109 | 11 | 14591 | 79317 | 183957
193 | Seychelles | 163 |  |  |  | 159 | 4 |  | 1653 |  | 5200 | 52746 | 98586
194 | Caribbean Netherlands | 158 |  | 3 |  | 152 | 3 |  | 6003 | 114 | 3539 | 134471 | 26318
195 | Brunei | 148 |  | 3 |  | 145 | 0 |  | 337 | 7 | 74669 | 170044 | 439117
196 | Antigua and Barbuda | 139 |  | 4 |  | 128 | 7 |  | 1415 | 41 | 4386 | 44643 | 98246
197 | St. Barth | 127 |  |  |  | 94 | 33 |  | 12843 |  | 4767 | 482051 | 9889
198 | St. Vincent Grenadines | 84 |  |  |  | 78 | 6 |  | 756 |  | 8815 | 79358 | 111079
199 | Dominica | 72 |  |  |  | 55 | 17 |  | 999 |  | 5160 | 71611 | 72056
200 | British Virgin Islands | 71 |  | 1 |  | 70 | 0 |  | 2342 | 33 | 5193 | 171330 | 30310
201 | Macao | 46 |  |  |  | 46 | 0 |  | 70 |  | 4238 | 6492 | 652781
202 | Grenada | 41 |  |  |  | 30 | 11 |  | 364 |  | 6252 | 55461 | 112728
203 | Fiji | 35 |  | 2 |  | 33 | 0 |  | 39 | 2 | 15235 | 16947 | 898991
204 | New Caledonia | 32 |  |  |  | 32 | 0 |  | 112 |  | 17179 | 59947 | 286571
205 | Timor-Leste | 30 |  |  |  | 30 | 0 |  | 23 |  | 12487 | 9402 | 1328165
206 | Vatican City | 27 |  |  |  | 15 | 12 |  | 33666 |  |  |  | 802
207 | Laos | 25 |  |  |  | 23 | 2 |  | 3 |  | 74068 | 10123 | 7316628
208 | Saint Kitts and Nevis | 19 |  |  |  | 19 | 0 |  | 356 |  | 3369 | 63153 | 53347
209 | Greenland | 18 |  |  |  | 18 | 0 |  | 317 |  | 12578 | 221409 | 56809
210 | Falkland Islands | 16 |  |  |  | 13 | 3 |  | 4547 |  | 3977 | 1130151 | 3519
211 | Saint Pierre Miquelon | 16 |  |  |  | 12 | 4 |  | 2767 |  | 2624 | 453744 | 5783
212 | Solomon Islands | 16 |  |  |  | 5 | 11 |  | 23 |  | 4500 | 6490 | 693364
213 | Montserrat | 13 |  | 1 |  | 12 | 0 |  | 2604 | 200 | 577 | 115562 | 4993
214 | Western Sahara | 10 |  | 1 |  | 8 | 1 |  | 17 | 2 |  |  | 602988
215 | MS Zaandam | 9 |  | 2 |  |  | 7
216 | Marshall Islands | 4 |  |  |  | 1 | 3 |  | 67 |  |  |  | 59347
217 | Anguilla | 3 |  |  |  | 3 | 0 |  | 199 |  | 1820 | 120890 | 15055
218 | Wallis and Futuna | 2 |  |  |  | 1 | 1 |  | 179 |  | 1149 | 102957 | 11160
219 | Samoa | 1 |  |  |  |  | 1 |  | 5 |  |  |  | 198931
220 | Vanuatu | 1 |  |  |  |  | 1 |  | 3 |  |  |  | 309910
| Total: | 58494728 | 14124 | 1386570 | 792 | 40467900 | 16640258 | 102391 | 7504.3 | 177.9
Highlighted in green
#NAME?
Highlighted in grey
#NAME?
[back to top ↑]

## Systems sort C
| May 26, 2020 PM REF: Worldmeters |  |  | Return to Life Systems empirical data
# | Country | Deaths | Cases/1M | Deaths/1M | Population | Observations
| World | 351601 | 728 | 45.1 | 7750747910
1 | USA | 100545 | 5215 | 304 | 330811717 | The US is geographically very diverse. Examining the numbers by state may offer some insights. For example, Hawaii always has trade winds and perhaps people tend to live outside rather than in enclosed office buildings. As an island(s) state the culture may be more sensitive to pandemics and they may have a very effective virus mitigation plan.
2 | UK | 37048 | 3909 | 546 | 67851047
3 | Italy | 32955 | 3813 | 545 | 60470230
4 | France | 28530 | 2800 | 437 | 65259581
5 | Spain | 27117 | 6060 | 580 | 46753049
6 | Brazil | 24512 | 1842 | 115 | 212409786
7 | Belgium | 9334 | 4960 | 806 | 11584702
8 | Germany | 8498 | 2164 | 101 | 83757965
9 | Mexico | 7633 | 552 | 59 | 128796145
10 | Iran | 7508 | 1663 | 90 | 83883203
11 | Canada | 6639 | 2298 | 176 | 37709091
12 | Netherlands | 5856 | 2661 | 342 | 17131215
13 | China | 4634 | 58 | 3 | 1439323776
14 | Turkey | 4397 | 1884 | 52 | 84247422
15 | India | 4349 | 109 | 3 | 1378641054
16 | Sweden | 4125 | 3412 | 409 | 10093058
17 | Russia | 3807 | 2483 | 26 | 145928485
18 | Peru | 3788 | 3941 | 115 | 32924686
19 | Ecuador | 3203 | 2121 | 182 | 17615358
20 | Switzerland | 1915 | 3557 | 221 | 8648347
21 | Ireland | 1615 | 5015 | 327 | 4932204
22 | Indonesia | 1418 | 85 | 5 | 273231828
23 | Portugal | 1342 | 3040 | 132 | 10199497
24 | Romania | 1216 | 957 | 63 | 19249480
25 | Pakistan | 1197 | 262 | 5 | 220438956
26 | Poland | 1024 | 583 | 27 | 37850537
27 | Philippines | 886 | 134 | 8 | 109431787
28 | Japan | 846 | 131 | 7 | 126512743 | It is possible that as an extremely high technology society they may have a very effective virus mitigation action plan.
29 | Chile | 806 | 4082 | 42 | 19099822
30 | Egypt | 797 | 184 | 8 | 102130974 | Personal Observation circa 1995: The people in Egypt live outside. The car windows are always rolled down and the high rise apartments have no windows.
31 | Colombia | 776 | 453 | 15 | 50828154
32 | Ukraine | 644 | 493 | 15 | 43757987
33 | Austria | 643 | 1839 | 71 | 9001347
34 | Algeria | 617 | 199 | 14 | 43767938
35 | Denmark | 563 | 1974 | 97 | 5790221
36 | South Africa | 524 | 410 | 9 | 59232433
37 | Bangladesh | 522 | 223 | 3 | 164524398
38 | Hungary | 499 | 390 | 52 | 9662656
39 | Argentina | 490 | 293 | 11 | 45154246
40 | Dominican Republic | 468 | 1409 | 43 | 10836968
41 | Saudi Arabia | 411 | 2207 | 12 | 34757706
42 | Czechia | 317 | 845 | 30 | 10707069
43 | Panama | 313 | 2657 | 73 | 4307725
44 | Finland | 312 | 1196 | 56 | 5539893
45 | Israel | 281 | 1822 | 31 | 9197590
46 | S. Korea | 269 | 219 | 5 | 51264961 | It is unclear if people live outside in S. Korea. It is possible that as an extremely high technology society they may have a very effective virus mitigation action plan.
47 | Moldova | 267 | 1810 | 66 | 4034845
48 | Bolivia | 261 | 571 | 22 | 11656694
49 | UAE | 253 | 3147 | 26 | 9878250
50 | Nigeria | 249 | 41 | 1 | 205584173
51 | Serbia | 239 | 1284 | 27 | 8740651
52 | Norway | 235 | 1548 | 43 | 5417027
53 | Afghanistan | 220 | 305 | 6 | 38834157
54 | Belarus | 208 | 4028 | 22 | 9449619
55 | Morocco | 202 | 206 | 5 | 36866123
56 | Honduras | 182 | 424 | 18 | 9888260
57 | Cameroon | 175 | 205 | 7 | 26473989
58 | Greece | 173 | 277 | 17 | 10427777 | Greece takes great pride in the virus mitigation action plan that they enacted very early in the COVID-19 outbreak. One news report showed that they even spray their outdoor beach lounges with disinfectant.
59 | Kuwait | 172 | 5294 | 40 | 4264055
60 | Sudan | 170 | 91 | 4 | 43738792
61 | Iraq | 169 | 121 | 4 | 40125564
62 | Bosnia and Herzegovina | 149 | 736 | 45 | 3282698
63 | Bulgaria | 130 | 351 | 19 | 6953227
64 | North Macedonia | 116 | 967 | 56 | 2083382
65 | Malaysia | 115 | 235 | 4 | 32323664
66 | Luxembourg | 110 | 6393 | 176 | 624919
67 | Slovenia | 108 | 707 | 52 | 2078911
68 | Australia | 102 | 280 | 4 | 25469872
69 | Croatia | 101 | 546 | 25 | 4107599
70 | Armenia | 91 | 2498 | 31 | 2962710
71 | Cuba | 82 | 173 | 7 | 11327273
72 | Mali | 70 | 53 | 3 | 20186088
73 | DRC | 68 | 27 | 0.8 | 89256655
74 | Somalia | 67 | 108 | 4 | 15844234
75 | Estonia | 65 | 1383 | 49 | 1326450
76 | Lithuania | 65 | 601 | 24 | 2725640
77 | Niger | 63 | 39 | 3 | 24105596
78 | Chad | 62 | 43 | 4 | 16373575
79 | Guatemala | 59 | 210 | 3 | 17880705
80 | Thailand | 57 | 44 | 0.8 | 69783058
81 | Azerbaijan | 52 | 435 | 5 | 10130034
82 | Kenya | 52 | 25 | 1 | 53644375
83 | Burkina Faso | 52 | 40 | 2 | 20840103
84 | Andorra | 51 | 9877 | 660 | 77253
85 | Yemen | 49 | 8 | 2 | 29755574
86 | Tunisia | 48 | 89 | 4 | 11806151
87 | Tajikistan | 47 | 343 | 5 | 9514637
88 | Channel Islands | 45 | 3218 | 259 | 173702
89 | Sierra Leone | 44 | 95 | 6 | 7959753
90 | San Marino | 42 | 19632 | 1238 | 33924
91 | Kazakhstan | 37 | 478 | 2 | 18753881
92 | Oman | 37 | 1594 | 7 | 5092460
93 | Senegal | 36 | 189 | 2 | 16695568
94 | El Salvador | 36 | 315 | 6 | 6483000
95 | Nicaragua | 35 | 115 | 5 | 6616547
96 | Ghana | 34 | 230 | 1 | 31003853
97 | Albania | 33 | 358 | 11 | 2878095
98 | Haiti | 31 | 93 | 3 | 11388384
99 | Ivory Coast | 30 | 94 | 1 | 26307273
100 | Qatar | 28 | 16414 | 10 | 2875978
101 | Slovakia | 28 | 277 | 5 | 5459389
102 | Lebanon | 26 | 167 | 4 | 6828287
103 | Liberia | 26 | 53 | 5 | 5044844
104 | Isle of Man | 24 | 3953 | 282 | 84989
105 | Singapore | 23 | 5533 | 4 | 5845767
106 | Latvia | 22 | 558 | 12 | 1888068
107 | Uruguay | 22 | 227 | 6 | 3472561
108 | New Zealand | 21 | 312 | 4 | 4818333
109 | Tanzania | 21 | 9 | 0.4 | 59545671
110 | Guinea | 20 | 250 | 2 | 13093597
111 | Mayotte | 20 | 6005 | 74 | 272102
112 | Cyprus | 17 | 778 | 14 | 1206488
113 | Kyrgyzstan | 16 | 225 | 2 | 6512990
114 | Congo | 16 | 88 | 3 | 5503335
115 | Sint Maarten | 15 | 1798 | 350 | 42827
116 | Bahrain | 14 | 5526 | 8 | 1694805
117 | Uzbekistan | 14 | 98 | 0.4 | 33419241
118 | Djibouti | 14 | 2502 | 14 | 986520
119 | Gabon | 14 | 1008 | 6 | 2220060
120 | Martinique | 14 | 525 | 37 | 375293
121 | Guadeloupe | 14 | 402 | 35 | 400117
122 | Diamond Princess | 13 |  |  | 0
123 | Togo | 13 | 47 | 2 | 8257779
124 | Mauritania | 13 | 58 | 3 | 4636268
125 | Equatorial Guinea | 12 | 746 | 9 | 1397760
126 | Georgia | 12 | 183 | 3 | 3989889
127 | Sao Tome and Principe | 12 | 2016 | 55 | 218731
128 | Venezuela | 11 | 43 | 0.4 | 28443500
129 | Paraguay | 11 | 123 | 2 | 7123619
130 | Guyana | 11 | 177 | 14 | 786181
131 | Bahamas | 11 | 255 | 28 | 392867
132 | Iceland | 10 | 5290 | 29 | 341024
133 | Sri Lanka | 10 | 62 | 0.5 | 21404496
134 | Costa Rica | 10 | 188 | 2 | 5089461
135 | Mauritius | 10 | 263 | 8 | 1271565
136 | Jordan | 9 | 70 | 0.9 | 10192951
137 | Jamaica | 9 | 188 | 3 | 2959906
138 | Montenegro | 9 | 516 | 14 | 628058
139 | Bermuda | 9 | 2231 | 144 | 62299
140 | South Sudan | 8 | 72 | 0.7 | 11180404
141 | Trinidad and Tobago | 8 | 83 | 6 | 1399048
142 | Guinea-Bissau | 7 | 600 | 4 | 1962975
143 | Zambia | 7 | 50 | 0.4 | 18327041
144 | Taiwan | 7 | 19 | 0.3 | 23812627
145 | Barbados | 7 | 320 | 24 | 287341
146 | Ethiopia | 6 | 6 | 0.05 | 114654045
147 | Malta | 6 | 1384 | 14 | 441429
148 | Myanmar | 6 | 4 | 0.1 | 54373757
149 | Maldives | 5 | 2665 | 9 | 539547
150 | Hong Kong | 4 | 142 | 0.5 | 7490925
151 | Nepal | 4 | 27 | 0.1 | 29081827
152 | Cabo Verde | 4 | 702 | 7 | 555377
153 | Syria | 4 | 7 | 0.2 | 17454561
154 | Malawi | 4 | 5 | 0.2 | 19075919
155 | Monaco | 4 | 2499 | 102 | 39214
156 | Angola | 4 | 2 | 0.1 | 32751429
157 | Zimbabwe | 4 | 4 | 0.3 | 14840631
158 | Palestine | 3 | 84 | 0.6 | 5088625
159 | Benin | 3 | 17 | 0.2 | 12088427
160 | Aruba | 3 | 946 | 28 | 106722
161 | Libya | 3 | 11 | 0.4 | 6861713
162 | Saint Martin | 3 | 1036 | 78 | 38597
163 | Antigua and Barbuda | 3 | 255 | 31 | 97848
164 | Madagascar | 2 | 21 | 0.07 | 27613258
165 | Eswatini | 2 | 225 | 2 | 1158954
166 | Belize | 2 | 45 | 5 | 396870
167 | MS Zaandam | 2 |  |  | 0
168 | CAR | 1 | 139 | 0.2 | 4820985
169 | Reunion | 1 | 513 | 1 | 894679
170 | French Guiana | 1 | 1289 | 3 | 297835
171 | Mozambique | 1 | 7 | 0.03 | 31158631
172 | Brunei | 1 | 323 | 2 | 437059
173 | Cayman Islands | 1 | 2041 | 15 | 65644
174 | Comoros | 1 | 100 | 1 | 867624
175 | Liechtenstein | 1 | 2151 | 26 | 38117
176 | Burundi | 1 | 4 | 0.08 | 11851274
177 | Botswana | 1 | 15 | 0.4 | 2346588
178 | Gambia | 1 | 10 | 0.4 | 2409159
179 | CuraÃ§ao | 1 | 110 | 6 | 164028
180 | Turks and Caicos | 1 | 310 | 26 | 38663
181 | Montserrat | 1 | 2204 | 200 | 4992
182 | Suriname | 1 | 19 | 2 | 586106
183 | Western Sahara | 1 | 15 | 2 | 595744
184 | British Virgin Islands | 1 | 265 | 33 | 30211
185 | Rwanda |  | 26 |  | 12917314
186 | Vietnam |  | 3 |  | 97250965
187 | Uganda |  | 6 |  | 45578341
188 | Faeroe Islands |  | 3828 |  | 48845
189 | Gibraltar |  | 4571 |  | 33692
190 | Mongolia |  | 43 |  | 3272806
191 | Cambodia |  | 7 |  | 16695214
192 | French Polynesia |  | 214 |  | 280748
193 | Macao |  | 69 |  | 648427
194 | Eritrea |  | 11 |  | 3541383
195 | Bhutan |  | 35 |  | 770749
196 | Timor-Leste |  | 18 |  | 1315796
197 | Grenada |  | 204 |  | 112472
198 | Namibia |  | 8 |  | 2536074
199 | Laos |  | 3 |  | 7264685
200 | Fiji |  | 20 |  | 895801
201 | New Caledonia |  | 63 |  | 285223
202 | Saint Lucia |  | 98 |  | 183545
203 | St. Vincent Grenadines |  | 162 |  | 110906
204 | Dominica |  | 222 |  | 71969
205 | Saint Kitts and Nevis |  | 282 |  | 53162
206 | Falkland Islands |  | 3747 |  | 3469
207 | Greenland |  | 211 |  | 56761
208 | Vatican City |  | 14981 |  | 801
209 | Seychelles |  | 112 |  | 98287
210 | Papua New Guinea |  | 0.9 |  | 8929153
211 | Caribbean Netherlands |  | 229 |  | 26199
212 | St. Barth |  | 608 |  | 9874
213 | Anguilla |  | 200 |  | 14990
214 | Lesotho |  | 0.9 |  | 2140560
215 | Saint Pierre Miquelon |  | 173 |  | 5797
| Total: | 351601 | 728.3 | 45.1 | 7750747910

## Systems sort E
| May 26, 2020 PM REF: Worldmeters |  |  | Return to Life Systems empirical data
# | Country | Deaths | Cases/1M | Deaths/1M | Population | Observations
| World | 351601 | 728 | 45.1 | 7750747910
1 | San Marino | 42 | 19632 | 1238 | 33924
2 | Belgium | 9334 | 4960 | 806 | 11584702
3 | Andorra | 51 | 9877 | 660 | 77253
4 | Spain | 27117 | 6060 | 580 | 46753049
5 | UK | 37048 | 3909 | 546 | 67851047
6 | Italy | 32955 | 3813 | 545 | 60470230
7 | France | 28530 | 2800 | 437 | 65259581
8 | Sweden | 4125 | 3412 | 409 | 10093058
9 | Sint Maarten | 15 | 1798 | 350 | 42827
10 | Netherlands | 5856 | 2661 | 342 | 17131215
11 | Ireland | 1615 | 5015 | 327 | 4932204
12 | USA | 100545 | 5215 | 304 | 330811717 | The US is geographically very diverse. Examining the numbers by state may offer some insights. For example, Hawaii always has trade winds and perhaps people tend to live outside rather than in enclosed office buildings. As an island(s) state the culture may be more sensitive to pandemics and they may have a very effective virus mitigation plan.
13 | Isle of Man | 24 | 3953 | 282 | 84989
14 | Channel Islands | 45 | 3218 | 259 | 173702
15 | Switzerland | 1915 | 3557 | 221 | 8648347
16 | Montserrat | 1 | 2204 | 200 | 4992
17 | Ecuador | 3203 | 2121 | 182 | 17615358
18 | Canada | 6639 | 2298 | 176 | 37709091
19 | Luxembourg | 110 | 6393 | 176 | 624919
20 | Bermuda | 9 | 2231 | 144 | 62299
21 | Portugal | 1342 | 3040 | 132 | 10199497
22 | Brazil | 24512 | 1842 | 115 | 212409786
23 | Peru | 3788 | 3941 | 115 | 32924686
24 | Monaco | 4 | 2499 | 102 | 39214
25 | Germany | 8498 | 2164 | 101 | 83757965
26 | Denmark | 563 | 1974 | 97 | 5790221
27 | Iran | 7508 | 1663 | 90 | 83883203
28 | Saint Martin | 3 | 1036 | 78 | 38597
29 | Mayotte | 20 | 6005 | 74 | 272102
30 | Panama | 313 | 2657 | 73 | 4307725
31 | Austria | 643 | 1839 | 71 | 9001347
32 | Moldova | 267 | 1810 | 66 | 4034845
33 | Romania | 1216 | 957 | 63 | 19249480
34 | Mexico | 7633 | 552 | 59 | 128796145
35 | Finland | 312 | 1196 | 56 | 5539893
36 | North Macedonia | 116 | 967 | 56 | 2083382
37 | Sao Tome and Principe | 12 | 2016 | 55 | 218731
38 | Turkey | 4397 | 1884 | 52 | 84247422
39 | Hungary | 499 | 390 | 52 | 9662656
40 | Slovenia | 108 | 707 | 52 | 2078911
41 | Estonia | 65 | 1383 | 49 | 1326450
42 | Bosnia and Herzegovina | 149 | 736 | 45 | 3282698
43 | Dominican Republic | 468 | 1409 | 43 | 10836968
44 | Norway | 235 | 1548 | 43 | 5417027
45 | Chile | 806 | 4082 | 42 | 19099822
46 | Kuwait | 172 | 5294 | 40 | 4264055
47 | Martinique | 14 | 525 | 37 | 375293
48 | Guadeloupe | 14 | 402 | 35 | 400117
49 | British Virgin Islands | 1 | 265 | 33 | 30211
50 | Israel | 281 | 1822 | 31 | 9197590
51 | Armenia | 91 | 2498 | 31 | 2962710
52 | Antigua and Barbuda | 3 | 255 | 31 | 97848
53 | Czechia | 317 | 845 | 30 | 10707069
54 | Iceland | 10 | 5290 | 29 | 341024
55 | Bahamas | 11 | 255 | 28 | 392867
56 | Aruba | 3 | 946 | 28 | 106722
57 | Poland | 1024 | 583 | 27 | 37850537
58 | Serbia | 239 | 1284 | 27 | 8740651
59 | Russia | 3807 | 2483 | 26 | 145928485
60 | UAE | 253 | 3147 | 26 | 9878250
61 | Liechtenstein | 1 | 2151 | 26 | 38117
62 | Turks and Caicos | 1 | 310 | 26 | 38663
63 | Croatia | 101 | 546 | 25 | 4107599
64 | Lithuania | 65 | 601 | 24 | 2725640
65 | Barbados | 7 | 320 | 24 | 287341
66 | Bolivia | 261 | 571 | 22 | 11656694
67 | Belarus | 208 | 4028 | 22 | 9449619
68 | Bulgaria | 130 | 351 | 19 | 6953227
69 | Honduras | 182 | 424 | 18 | 9888260
70 | Greece | 173 | 277 | 17 | 10427777 | Greece takes great pride in the virus mitigation action plan that they enacted very early in the COVID-19 outbreak. One news report showed that they even spray their outdoor beach lounges with disinfectant.
71 | Colombia | 776 | 453 | 15 | 50828154
72 | Ukraine | 644 | 493 | 15 | 43757987
73 | Cayman Islands | 1 | 2041 | 15 | 65644
74 | Algeria | 617 | 199 | 14 | 43767938
75 | Cyprus | 17 | 778 | 14 | 1206488
76 | Djibouti | 14 | 2502 | 14 | 986520
77 | Guyana | 11 | 177 | 14 | 786181
78 | Montenegro | 9 | 516 | 14 | 628058
79 | Malta | 6 | 1384 | 14 | 441429
80 | Saudi Arabia | 411 | 2207 | 12 | 34757706
81 | Latvia | 22 | 558 | 12 | 1888068
82 | Argentina | 490 | 293 | 11 | 45154246
83 | Albania | 33 | 358 | 11 | 2878095
84 | Qatar | 28 | 16414 | 10 | 2875978
85 | South Africa | 524 | 410 | 9 | 59232433
86 | Equatorial Guinea | 12 | 746 | 9 | 1397760
87 | Maldives | 5 | 2665 | 9 | 539547
88 | Philippines | 886 | 134 | 8 | 109431787
89 | Egypt | 797 | 184 | 8 | 102130974 | Personal Observation circa 1995: The people in Egypt live outside. The car windows are always rolled down and the high rise apartments have no windows.
90 | Bahrain | 14 | 5526 | 8 | 1694805
91 | Mauritius | 10 | 263 | 8 | 1271565
92 | Japan | 846 | 131 | 7 | 126512743 | It is possible that as an extremely high technology society they may have a very effective virus mitigation action plan.
93 | Cameroon | 175 | 205 | 7 | 26473989
94 | Cuba | 82 | 173 | 7 | 11327273
95 | Oman | 37 | 1594 | 7 | 5092460
96 | Cabo Verde | 4 | 702 | 7 | 555377
97 | Afghanistan | 220 | 305 | 6 | 38834157
98 | Sierra Leone | 44 | 95 | 6 | 7959753
99 | El Salvador | 36 | 315 | 6 | 6483000
100 | Uruguay | 22 | 227 | 6 | 3472561
101 | Gabon | 14 | 1008 | 6 | 2220060
102 | Trinidad and Tobago | 8 | 83 | 6 | 1399048
103 | CuraÃ§ao | 1 | 110 | 6 | 164028
104 | Indonesia | 1418 | 85 | 5 | 273231828
105 | Pakistan | 1197 | 262 | 5 | 220438956
106 | S. Korea | 269 | 219 | 5 | 51264961 | It is unclear if people live outside in S. Korea. It is possible that as an extremely high technology society they may have a very effective virus mitigation action plan.
107 | Morocco | 202 | 206 | 5 | 36866123
108 | Azerbaijan | 52 | 435 | 5 | 10130034
109 | Tajikistan | 47 | 343 | 5 | 9514637
110 | Nicaragua | 35 | 115 | 5 | 6616547
111 | Slovakia | 28 | 277 | 5 | 5459389
112 | Liberia | 26 | 53 | 5 | 5044844
113 | Belize | 2 | 45 | 5 | 396870
114 | Sudan | 170 | 91 | 4 | 43738792
115 | Iraq | 169 | 121 | 4 | 40125564
116 | Malaysia | 115 | 235 | 4 | 32323664
117 | Australia | 102 | 280 | 4 | 25469872
118 | Somalia | 67 | 108 | 4 | 15844234
119 | Chad | 62 | 43 | 4 | 16373575
120 | Tunisia | 48 | 89 | 4 | 11806151
121 | Lebanon | 26 | 167 | 4 | 6828287
122 | Singapore | 23 | 5533 | 4 | 5845767
123 | New Zealand | 21 | 312 | 4 | 4818333
124 | Guinea-Bissau | 7 | 600 | 4 | 1962975
125 | China | 4634 | 58 | 3 | 1439323776
126 | India | 4349 | 109 | 3 | 1378641054
127 | Bangladesh | 522 | 223 | 3 | 164524398
128 | Mali | 70 | 53 | 3 | 20186088
129 | Niger | 63 | 39 | 3 | 24105596
130 | Guatemala | 59 | 210 | 3 | 17880705
131 | Haiti | 31 | 93 | 3 | 11388384
132 | Congo | 16 | 88 | 3 | 5503335
133 | Mauritania | 13 | 58 | 3 | 4636268
134 | Georgia | 12 | 183 | 3 | 3989889
135 | Jamaica | 9 | 188 | 3 | 2959906
136 | French Guiana | 1 | 1289 | 3 | 297835
137 | Burkina Faso | 52 | 40 | 2 | 20840103
138 | Yemen | 49 | 8 | 2 | 29755574
139 | Kazakhstan | 37 | 478 | 2 | 18753881
140 | Senegal | 36 | 189 | 2 | 16695568
141 | Guinea | 20 | 250 | 2 | 13093597
142 | Kyrgyzstan | 16 | 225 | 2 | 6512990
143 | Togo | 13 | 47 | 2 | 8257779
144 | Paraguay | 11 | 123 | 2 | 7123619
145 | Costa Rica | 10 | 188 | 2 | 5089461
146 | Eswatini | 2 | 225 | 2 | 1158954
147 | Brunei | 1 | 323 | 2 | 437059
148 | Suriname | 1 | 19 | 2 | 586106
149 | Western Sahara | 1 | 15 | 2 | 595744
150 | Nigeria | 249 | 41 | 1 | 205584173
151 | Kenya | 52 | 25 | 1 | 53644375
152 | Ghana | 34 | 230 | 1 | 31003853
153 | Ivory Coast | 30 | 94 | 1 | 26307273
154 | Reunion | 1 | 513 | 1 | 894679
155 | Comoros | 1 | 100 | 1 | 867624
156 | Jordan | 9 | 70 | 0.9 | 10192951
157 | DRC | 68 | 27 | 0.8 | 89256655
158 | Thailand | 57 | 44 | 0.8 | 69783058
159 | South Sudan | 8 | 72 | 0.7 | 11180404
160 | Palestine | 3 | 84 | 0.6 | 5088625
161 | Sri Lanka | 10 | 62 | 0.5 | 21404496
162 | Hong Kong | 4 | 142 | 0.5 | 7490925
163 | Tanzania | 21 | 9 | 0.4 | 59545671
164 | Uzbekistan | 14 | 98 | 0.4 | 33419241
165 | Venezuela | 11 | 43 | 0.4 | 28443500
166 | Zambia | 7 | 50 | 0.4 | 18327041
167 | Libya | 3 | 11 | 0.4 | 6861713
168 | Botswana | 1 | 15 | 0.4 | 2346588
169 | Gambia | 1 | 10 | 0.4 | 2409159
170 | Taiwan | 7 | 19 | 0.3 | 23812627
171 | Zimbabwe | 4 | 4 | 0.3 | 14840631
172 | Syria | 4 | 7 | 0.2 | 17454561
173 | Malawi | 4 | 5 | 0.2 | 19075919
174 | Benin | 3 | 17 | 0.2 | 12088427
175 | CAR | 1 | 139 | 0.2 | 4820985
176 | Myanmar | 6 | 4 | 0.1 | 54373757
177 | Nepal | 4 | 27 | 0.1 | 29081827
178 | Angola | 4 | 2 | 0.1 | 32751429
179 | Burundi | 1 | 4 | 0.08 | 11851274
180 | Madagascar | 2 | 21 | 0.07 | 27613258
181 | Ethiopia | 6 | 6 | 0.05 | 114654045
182 | Mozambique | 1 | 7 | 0.03 | 31158631
183 | Diamond Princess | 13 |  |  | 0
184 | MS Zaandam | 2 |  |  | 0
185 | Rwanda |  | 26 |  | 12917314
186 | Vietnam |  | 3 |  | 97250965
187 | Uganda |  | 6 |  | 45578341
188 | Faeroe Islands |  | 3828 |  | 48845
189 | Gibraltar |  | 4571 |  | 33692
190 | Mongolia |  | 43 |  | 3272806
191 | Cambodia |  | 7 |  | 16695214
192 | French Polynesia |  | 214 |  | 280748
193 | Macao |  | 69 |  | 648427
194 | Eritrea |  | 11 |  | 3541383
195 | Bhutan |  | 35 |  | 770749
196 | Timor-Leste |  | 18 |  | 1315796
197 | Grenada |  | 204 |  | 112472
198 | Namibia |  | 8 |  | 2536074
199 | Laos |  | 3 |  | 7264685
200 | Fiji |  | 20 |  | 895801
201 | New Caledonia |  | 63 |  | 285223
202 | Saint Lucia |  | 98 |  | 183545
203 | St. Vincent Grenadines |  | 162 |  | 110906
204 | Dominica |  | 222 |  | 71969
205 | Saint Kitts and Nevis |  | 282 |  | 53162
206 | Falkland Islands |  | 3747 |  | 3469
207 | Greenland |  | 211 |  | 56761
208 | Vatican City |  | 14981 |  | 801
209 | Seychelles |  | 112 |  | 98287
210 | Papua New Guinea |  | 0.9 |  | 8929153
211 | Caribbean Netherlands |  | 229 |  | 26199
212 | St. Barth |  | 608 |  | 9874
213 | Anguilla |  | 200 |  | 14990
214 | Lesotho |  | 0.9 |  | 2140560
215 | Saint Pierre Miquelon |  | 173 |  | 5797
| Total: | 351601 | 728.3 | 45.1 | 7750747910

## Systems sort F
| May 26, 2020 PM REF: Worldmeters |  |  | Return to Life Systems empirical data
# | Country | Deaths | Cases/1M | Deaths/1M | Population | Observations
| World | 351601 | 728 | 45.1 | 7750747910
1 | China | 4634 | 58 | 3 | 1439323776
2 | India | 4349 | 109 | 3 | 1378641054
3 | USA | 100545 | 5215 | 304 | 330811717 | The US is geographically very diverse. Examining the numbers by state may offer some insights. For example, Hawaii always has trade winds and perhaps people tend to live outside rather than in enclosed office buildings. As an island(s) state the culture may be more sensitive to pandemics and they may have a very effective virus mitigation plan.
4 | Indonesia | 1418 | 85 | 5 | 273231828
5 | Pakistan | 1197 | 262 | 5 | 220438956
6 | Brazil | 24512 | 1842 | 115 | 212409786
7 | Nigeria | 249 | 41 | 1 | 205584173
8 | Bangladesh | 522 | 223 | 3 | 164524398
9 | Russia | 3807 | 2483 | 26 | 145928485
10 | Mexico | 7633 | 552 | 59 | 128796145
11 | Japan | 846 | 131 | 7 | 126512743 | It is possible that as an extremely high technology society they may have a very effective virus mitigation action plan.
12 | Ethiopia | 6 | 6 | 0.05 | 114654045
13 | Philippines | 886 | 134 | 8 | 109431787
14 | Egypt | 797 | 184 | 8 | 102130974 | Personal Observation circa 1995: The people in Egypt live outside. The car windows are always rolled down and the high rise apartments have no windows.
15 | Vietnam |  | 3 |  | 97250965
16 | DRC | 68 | 27 | 0.8 | 89256655
17 | Turkey | 4397 | 1884 | 52 | 84247422
18 | Iran | 7508 | 1663 | 90 | 83883203
19 | Germany | 8498 | 2164 | 101 | 83757965
20 | Thailand | 57 | 44 | 0.8 | 69783058
21 | UK | 37048 | 3909 | 546 | 67851047
22 | France | 28530 | 2800 | 437 | 65259581
23 | Italy | 32955 | 3813 | 545 | 60470230
24 | Tanzania | 21 | 9 | 0.4 | 59545671
25 | South Africa | 524 | 410 | 9 | 59232433
26 | Myanmar | 6 | 4 | 0.1 | 54373757
27 | Kenya | 52 | 25 | 1 | 53644375
28 | S. Korea | 269 | 219 | 5 | 51264961 | It is unclear if people live outside in S. Korea. It is possible that as an extremely high technology society they may have a very effective virus mitigation action plan.
29 | Colombia | 776 | 453 | 15 | 50828154
30 | Spain | 27117 | 6060 | 580 | 46753049
31 | Uganda |  | 6 |  | 45578341
32 | Argentina | 490 | 293 | 11 | 45154246
33 | Algeria | 617 | 199 | 14 | 43767938
34 | Ukraine | 644 | 493 | 15 | 43757987
35 | Sudan | 170 | 91 | 4 | 43738792
36 | Iraq | 169 | 121 | 4 | 40125564
37 | Afghanistan | 220 | 305 | 6 | 38834157
38 | Poland | 1024 | 583 | 27 | 37850537
39 | Canada | 6639 | 2298 | 176 | 37709091
40 | Morocco | 202 | 206 | 5 | 36866123
41 | Saudi Arabia | 411 | 2207 | 12 | 34757706
42 | Uzbekistan | 14 | 98 | 0.4 | 33419241
43 | Peru | 3788 | 3941 | 115 | 32924686
44 | Angola | 4 | 2 | 0.1 | 32751429
45 | Malaysia | 115 | 235 | 4 | 32323664
46 | Mozambique | 1 | 7 | 0.03 | 31158631
47 | Ghana | 34 | 230 | 1 | 31003853
48 | Yemen | 49 | 8 | 2 | 29755574
49 | Nepal | 4 | 27 | 0.1 | 29081827
50 | Venezuela | 11 | 43 | 0.4 | 28443500
51 | Madagascar | 2 | 21 | 0.07 | 27613258
52 | Cameroon | 175 | 205 | 7 | 26473989
53 | Ivory Coast | 30 | 94 | 1 | 26307273
54 | Australia | 102 | 280 | 4 | 25469872
55 | Niger | 63 | 39 | 3 | 24105596
56 | Taiwan | 7 | 19 | 0.3 | 23812627
57 | Sri Lanka | 10 | 62 | 0.5 | 21404496
58 | Burkina Faso | 52 | 40 | 2 | 20840103
59 | Mali | 70 | 53 | 3 | 20186088
60 | Romania | 1216 | 957 | 63 | 19249480
61 | Chile | 806 | 4082 | 42 | 19099822
62 | Malawi | 4 | 5 | 0.2 | 19075919
63 | Kazakhstan | 37 | 478 | 2 | 18753881
64 | Zambia | 7 | 50 | 0.4 | 18327041
65 | Guatemala | 59 | 210 | 3 | 17880705
66 | Ecuador | 3203 | 2121 | 182 | 17615358
67 | Syria | 4 | 7 | 0.2 | 17454561
68 | Netherlands | 5856 | 2661 | 342 | 17131215
69 | Senegal | 36 | 189 | 2 | 16695568
70 | Cambodia |  | 7 |  | 16695214
71 | Chad | 62 | 43 | 4 | 16373575
72 | Somalia | 67 | 108 | 4 | 15844234
73 | Zimbabwe | 4 | 4 | 0.3 | 14840631
74 | Guinea | 20 | 250 | 2 | 13093597
75 | Rwanda |  | 26 |  | 12917314
76 | Benin | 3 | 17 | 0.2 | 12088427
77 | Burundi | 1 | 4 | 0.08 | 11851274
78 | Tunisia | 48 | 89 | 4 | 11806151
79 | Bolivia | 261 | 571 | 22 | 11656694
80 | Belgium | 9334 | 4960 | 806 | 11584702
81 | Haiti | 31 | 93 | 3 | 11388384
82 | Cuba | 82 | 173 | 7 | 11327273
83 | South Sudan | 8 | 72 | 0.7 | 11180404
84 | Dominican Republic | 468 | 1409 | 43 | 10836968
85 | Czechia | 317 | 845 | 30 | 10707069
86 | Greece | 173 | 277 | 17 | 10427777 | Greece takes great pride in the virus mitigation action plan that they enacted very early in the COVID-19 outbreak. One news report showed that they even spray their outdoor beach lounges with disinfectant.
87 | Portugal | 1342 | 3040 | 132 | 10199497
88 | Jordan | 9 | 70 | 0.9 | 10192951
89 | Azerbaijan | 52 | 435 | 5 | 10130034
90 | Sweden | 4125 | 3412 | 409 | 10093058
91 | Honduras | 182 | 424 | 18 | 9888260
92 | UAE | 253 | 3147 | 26 | 9878250
93 | Hungary | 499 | 390 | 52 | 9662656
94 | Tajikistan | 47 | 343 | 5 | 9514637
95 | Belarus | 208 | 4028 | 22 | 9449619
96 | Israel | 281 | 1822 | 31 | 9197590
97 | Austria | 643 | 1839 | 71 | 9001347
98 | Papua New Guinea |  | 0.9 |  | 8929153
99 | Serbia | 239 | 1284 | 27 | 8740651
100 | Switzerland | 1915 | 3557 | 221 | 8648347
101 | Togo | 13 | 47 | 2 | 8257779
102 | Sierra Leone | 44 | 95 | 6 | 7959753
103 | Hong Kong | 4 | 142 | 0.5 | 7490925
104 | Laos |  | 3 |  | 7264685
105 | Paraguay | 11 | 123 | 2 | 7123619
106 | Bulgaria | 130 | 351 | 19 | 6953227
107 | Libya | 3 | 11 | 0.4 | 6861713
108 | Lebanon | 26 | 167 | 4 | 6828287
109 | Nicaragua | 35 | 115 | 5 | 6616547
110 | Kyrgyzstan | 16 | 225 | 2 | 6512990
111 | El Salvador | 36 | 315 | 6 | 6483000
112 | Singapore | 23 | 5533 | 4 | 5845767
113 | Denmark | 563 | 1974 | 97 | 5790221
114 | Finland | 312 | 1196 | 56 | 5539893
115 | Congo | 16 | 88 | 3 | 5503335
116 | Slovakia | 28 | 277 | 5 | 5459389
117 | Norway | 235 | 1548 | 43 | 5417027
118 | Oman | 37 | 1594 | 7 | 5092460
119 | Costa Rica | 10 | 188 | 2 | 5089461
120 | Palestine | 3 | 84 | 0.6 | 5088625
121 | Liberia | 26 | 53 | 5 | 5044844
122 | Ireland | 1615 | 5015 | 327 | 4932204
123 | CAR | 1 | 139 | 0.2 | 4820985
124 | New Zealand | 21 | 312 | 4 | 4818333
125 | Mauritania | 13 | 58 | 3 | 4636268
126 | Panama | 313 | 2657 | 73 | 4307725
127 | Kuwait | 172 | 5294 | 40 | 4264055
128 | Croatia | 101 | 546 | 25 | 4107599
129 | Moldova | 267 | 1810 | 66 | 4034845
130 | Georgia | 12 | 183 | 3 | 3989889
131 | Eritrea |  | 11 |  | 3541383
132 | Uruguay | 22 | 227 | 6 | 3472561
133 | Bosnia and Herzegovina | 149 | 736 | 45 | 3282698
134 | Mongolia |  | 43 |  | 3272806
135 | Armenia | 91 | 2498 | 31 | 2962710
136 | Jamaica | 9 | 188 | 3 | 2959906
137 | Albania | 33 | 358 | 11 | 2878095
138 | Qatar | 28 | 16414 | 10 | 2875978
139 | Lithuania | 65 | 601 | 24 | 2725640
140 | Namibia |  | 8 |  | 2536074
141 | Gambia | 1 | 10 | 0.4 | 2409159
142 | Botswana | 1 | 15 | 0.4 | 2346588
143 | Gabon | 14 | 1008 | 6 | 2220060
144 | Lesotho |  | 0.9 |  | 2140560
145 | North Macedonia | 116 | 967 | 56 | 2083382
146 | Slovenia | 108 | 707 | 52 | 2078911
147 | Guinea-Bissau | 7 | 600 | 4 | 1962975
148 | Latvia | 22 | 558 | 12 | 1888068
149 | Bahrain | 14 | 5526 | 8 | 1694805
150 | Trinidad and Tobago | 8 | 83 | 6 | 1399048
151 | Equatorial Guinea | 12 | 746 | 9 | 1397760
152 | Estonia | 65 | 1383 | 49 | 1326450
153 | Timor-Leste |  | 18 |  | 1315796
154 | Mauritius | 10 | 263 | 8 | 1271565
155 | Cyprus | 17 | 778 | 14 | 1206488
156 | Eswatini | 2 | 225 | 2 | 1158954
157 | Djibouti | 14 | 2502 | 14 | 986520
158 | Fiji |  | 20 |  | 895801
159 | Reunion | 1 | 513 | 1 | 894679
160 | Comoros | 1 | 100 | 1 | 867624
161 | Guyana | 11 | 177 | 14 | 786181
162 | Bhutan |  | 35 |  | 770749
163 | Macao |  | 69 |  | 648427
164 | Montenegro | 9 | 516 | 14 | 628058
165 | Luxembourg | 110 | 6393 | 176 | 624919
166 | Western Sahara | 1 | 15 | 2 | 595744
167 | Suriname | 1 | 19 | 2 | 586106
168 | Cabo Verde | 4 | 702 | 7 | 555377
169 | Maldives | 5 | 2665 | 9 | 539547
170 | Malta | 6 | 1384 | 14 | 441429
171 | Brunei | 1 | 323 | 2 | 437059
172 | Guadeloupe | 14 | 402 | 35 | 400117
173 | Belize | 2 | 45 | 5 | 396870
174 | Bahamas | 11 | 255 | 28 | 392867
175 | Martinique | 14 | 525 | 37 | 375293
176 | Iceland | 10 | 5290 | 29 | 341024
177 | French Guiana | 1 | 1289 | 3 | 297835
178 | Barbados | 7 | 320 | 24 | 287341
179 | New Caledonia |  | 63 |  | 285223
180 | French Polynesia |  | 214 |  | 280748
181 | Mayotte | 20 | 6005 | 74 | 272102
182 | Sao Tome and Principe | 12 | 2016 | 55 | 218731
183 | Saint Lucia |  | 98 |  | 183545
184 | Channel Islands | 45 | 3218 | 259 | 173702
185 | CuraÃ§ao | 1 | 110 | 6 | 164028
186 | Grenada |  | 204 |  | 112472
187 | St. Vincent Grenadines |  | 162 |  | 110906
188 | Aruba | 3 | 946 | 28 | 106722
189 | Seychelles |  | 112 |  | 98287
190 | Antigua and Barbuda | 3 | 255 | 31 | 97848
191 | Isle of Man | 24 | 3953 | 282 | 84989
192 | Andorra | 51 | 9877 | 660 | 77253
193 | Dominica |  | 222 |  | 71969
194 | Cayman Islands | 1 | 2041 | 15 | 65644
195 | Bermuda | 9 | 2231 | 144 | 62299
196 | Greenland |  | 211 |  | 56761
197 | Saint Kitts and Nevis |  | 282 |  | 53162
198 | Faeroe Islands |  | 3828 |  | 48845
199 | Sint Maarten | 15 | 1798 | 350 | 42827
200 | Monaco | 4 | 2499 | 102 | 39214
201 | Turks and Caicos | 1 | 310 | 26 | 38663
202 | Saint Martin | 3 | 1036 | 78 | 38597
203 | Liechtenstein | 1 | 2151 | 26 | 38117
204 | San Marino | 42 | 19632 | 1238 | 33924
205 | Gibraltar |  | 4571 |  | 33692
206 | British Virgin Islands | 1 | 265 | 33 | 30211
207 | Caribbean Netherlands |  | 229 |  | 26199
208 | Anguilla |  | 200 |  | 14990
209 | St. Barth |  | 608 |  | 9874
210 | Saint Pierre Miquelon |  | 173 |  | 5797
211 | Montserrat | 1 | 2204 | 200 | 4992
212 | Falkland Islands |  | 3747 |  | 3469
213 | Vatican City |  | 14981 |  | 801
214 | Diamond Princess | 13 |  |  | 0
215 | MS Zaandam | 2 |  |  | 0
| Total: | 351601 | 728.3 | 45.1 | 7750747910

## architectures
Decontamination Architecture Approaches and System Settings
No | Architecture Elements | A | B | C | D | E | F | G | H | I | J | K
| (slang term is bag of tricks taken from safety and security communities) | Schools | Malls | Small | Restaurants | Shared | Houses | Computer | Public | City | Hospitals | Military
|  |  | Airports | Office | Stores | Living |  | Labs | Transit
Physical Containment Approaches
1 | Physical separation (e.g. 6 foot) | bar: A to E; G to K
2 | Group people together to minimize cross contamination | bar: A; C; E; G; J to K
3 | Personal space physical barriers (plexiglass) | bar: A to D; G to H; J to K
4 | Masks | bar: A to D; G to K
5 | Smocks | A: teacher; G: X; H: driver; J: X; K: X
6 | Full body personal protection equipment (PPE) | bar: J to K
7 | Hazmat suits | bar: J to K
8 | Emergency stretcher patient containment structure | bar: J to K
Decontamination Approaches
1 | Personal Commercial Disinfectant Wipes (event driven) | F: X; G: X; J: exists; K: exists
2 | Personal Commercial Disinfectant Spray (event driven) | F: X; G: X; J: exists; K: exists
3 | Janitorial Cleaning of Office Spaces using commercial disinfectants (cyclic) |  | X | X | X |  |  | X | X |  | exists | exists
4 | Janitorial Cleaning of High Touch surfaces multiple times per day |  | X | X | X | X |  | X | X |  | exists | exists
(handrails, elevator buttons, seating, equipment)
5 | Special Cleaning of COVID-19 suspected or tested positive |  | X | X | X | X |  | X | X |  | exists | exists
-
1 | Shoe disinfecting mats at building entrances | B: goal; C: goal; D: X; F: X; J: goal; K: unknown
2 | Fresh water disinfecting sinks at building entries | B: goal; C: goal; D: goal; J: goal; K: unknown
3 | Elevator foot controls |  | X | X | X | X |  | X | X |  | goal | unknown
4 | Disposable wipes at key locations |  | X | X | X | X | X | X | X | X | exists | exists
5 | Hand sanitizers at key locations |  | X | X | X | X | X | X | X | X | exists | exists
6 | Touch surface cleaned after each use |  | goal | goal | X |  |  | X | goal |  | exists | exists
-
4 | Event Driven Hydrogen Peroxide spot spraying |  | X | X | X | X |  | X new | X |  | exists | unknown
5 | Cyclic Hydrogen Peroxide total space spraying |  | X | X | X | X |  | X new | X | X | exists | unknown
6 | Event Driven UV spot space exposure |  | X | X | X | X |  | X new | X |  | exists | exists
7 | Cyclic UV total space exposure |  | X | X | X |  |  | X new | X |  | exists | exists
-
8 | Hydrogen Peroxide building entry spraying as people enter | B: X; C: X; G: X new; I: X; J: -; K: unknown
9 | UV building entry when people are not present | B: X; G: X new; J: -; K: unknown
10 | UV upper room placement (in restrooms, etc) |  | X | X | X | X |  | X new |  |  | exists | exists
-
11 | HVAC Systems Hydrogen Peroxide Distribution |  | X | X | X | X |  | X new | X |  | - | unknown
12 | HVAC Systems Massive Internal UV Exposure | B: X; C: X; G: X new; H: X; J: exists; K: exists
13 | HVAC Systems copper / nickle air distribution placements | B: X; C: X; G: X new; H: X; J: -; K: unknown
14 | HVAC Positive and or Negative Pressure Delivery |  | X | X | X | X |  | X | X |  | exists | exists
15 | HVAC Total Air Exchange every 15 minutes |  | X | X | X | X |  | X | X |  | exists | exists
16 | HVAC Virus Filters and Frequent Replacement |  | X | X | X | X | X | X | X |  | exists | exists
17 | Proper Air Ventilation |  | X | X | X | X | X | X | X | X | exists | exists
Hydrogen Peroxide Delivery Systems
1 | Personal Room Vaporizers (uncontrolled levels) | F: maybe; J: -; K: unknown
2 | Room Dehumidifiers (uncontrolled levels) | F: maybe; J: -; K: unknown
3 | Cold Foggers Handheld |  | X | X | X | X | maybe | X | X | X | - | unknown
4 | Commercial Hydrogen Generators (monitored & controlled levels) |  | X | X | X | X |  | X new |  |  | - | unknown
Measurement Systems
1 | Hydrogen Peroxide Passive measurement |  | X | X | X | X | maybe | X new | X |  | exists | exists
2 | Hydrogen Peroxide Closed loop measurement and control system |  | X | X | X | X |  | X new |  |  | - | unknown
3 | UV Passive measurement |  | X | X | X | X | maybe | X new | X |  | - | unknown
4 | UV Closed loop measurement and control system |  | X | X | X | X |  | X new |  |  | - | unknown
Reporting
1 | Internal Users Based |  | X | X | X | X |  | X new | X |  | exists | exists
2 | External Third Party | B: X; C: X; G: X new; H: X; J: exists; K: exists
Screening
1 | COVID-19 Testing and Isolation |  | X | X | X | X | X | X | X | X | exists | exists
2 | Temperature Check | G: X; J: exists; K: exists
3 | Oxygen Level Check | G: X; J: exists; K: exists
4 | Cell Phone Contact Tracing and Crowd History (China) | G: X new; I: X new; J: -; K: unknown
Home Protocol
1 | COVID-19 Health care worker | F: X; J: exists; K: exists
2 | Non-COVID-19 Health care worker | F: X; J: exists; K: exists
3 | Retail worker | F: X; J: N/A; K: N/A
4 | Office worker | F: X; J: N/A; K: N/A
5 | Outdoor worker city | F: X; J: N/A; K: N/A
6 | Outdoor worker non-city | F: X; J: N/A; K: N/A
7 | Retail shopper | F: X; J: N/A; K: N/A
8 | Mail order shopper | F: X; J: N/A; K: N/A
Note 1: The UV approach requires failsafe management because it will destroy material and harm people. Used within an HVAC system it is within a safe boundary. EPA Test Results: Biological Inactivation Efficiency By HVAC In-Duct Ultraviolet Light Systems (EPA 600/R-06/054) local This is a viable technology that every commercial building can immediately adopt. Its advantage over sophisticated filtration systems are simple maintenance with no operator maintenance issues. Sophisticated filtration systems only work when properly maintained.
Note 2: Air Ventilation - Ventilating. Adequate ventilation shall be assured by introducing fresh air into any personnel enclosure. If the enclosure volume is 4.25 m3 (150 ft3) or less per person, a minimum of 0.85 m3 (30 ft3) of ventilation air per minute shall be introduced into the enclosure; approximately two-thirds should be outdoor air. For larger enclosures, the air supply per person may be in accordance with the curves in Figure 35. Air shall be moved past personnel at a velocity not more than 60 m (200 ft) per minute. Ventilation or other protective measures shall be provided to keep gases, vapors, dust, and fumes within the Permissible Exposure Limits specified by 29 CFR 1910 and the limits specified in the American Conference of Governmental Industrial Hygienists Threshold Limit Values. Intakes for ventilation systems shall be located to minimize the introduction of contaminated air from such sources as exhaust pipes. (See 5.12.6.2 for vehicle ventilation provisions.) - MIL-STD-1472. There are also OSHA regulations.

## home protocols
Protocol Item | A. | B. | C. | D. | E. | F. | G. | H.
| COVID-19 | Non-COVID-19 | Retail | Office | Outdoor | Outdoor Worker | Retail | Mail Order
| Health Care Worker | Health Care Worker | Worker | Worker | Worker City | Non-City | Shopper | Shopper
Live outside the physical home | X China
-
Disinfect vehicle upon home arrival | X | X | X | X | X | X | X
Disinfect shoes and leave in space outside living area | X | X | X | X | X | X | maybe
Remove all clothes, place in washer | X | X | X | X | X |  | maybe
Remove gloves, masks, dispose | X | X | X | X | X | X | maybe
Immediately go take shower | X | X | X | X | X | X | maybe
-
Place boxes outside in daylight for 24 hours | [6 empty] | maybe | maybe
[7 empty] | still need to open | still need to open
Disinfect hands prior to handling | [6 empty] | X | X
Disinfect all bags and boxes | [6 empty] | X | X
Disinfect all items | [6 empty] | X | X
Isolate all disinfected bags and boxes to throw away | [6 empty] | X | X
Remove gloves and mask | [6 empty] | X | X
-
Disinfect hands after handling | [6 empty] | X | X
Wash hands after handling | [6 empty] | X | X

## mental model
Bio Event | Droplets | Virus Load | Speed | Comment | References
|  | (count) | (miles/hour)
Cough | 3000 | none | 50 | Most droplets are large, and fall quickly (gravity), but many do stay in the air and can travel across a room in a few seconds. | NIH . WHO PDF
Sneeze | 30000 | none | 200 | Most droplets are small and travel great distances (easily across a room). | NIH . WHO PDF . Livescience
Infected Cough or Sneeze | 200000000 | some % of 200 million | 50 - 200 | Dispersed into the environment. Cough and sneeze droplets have huge concentrations of viral material. | NIH . WHO PDF . Livescience
Single Breath | 50 - 5000 | none | Low | Most droplets are low velocity and quickly fall to the ground. There are even fewer droplets released through nose-breathing. Viral particles from the lower respiratory areas are not likely to be expelled because of small of the small force with a breath. | Journal Of Hospital Infection
Infected Single Breath | - | 20 | Low | Respiratory droplets released from breathing have a low concentration of virus. Influenza can be used as a starting point until the COVID-19 studies are complete. A person infected with influenza releases about 3 - 20 virus RNA copies per minute of breathing. | NIH . PDF
Speaking | - | 200 | Low | Increases the release of respiratory droplets about 10 times over breathing. | NIH . PDF
Bathroom | - | High | - | Bathrooms have a many high touch surfaces, door handles, faucets, stall doors. Fomite transfer risk in this environment is high. | Science Daily
|  |  |  | We still do not know whether a person releases infectious material in feces or just fragmented virus, but we do know that toilet flushing does aerosolize many droplets. Environmental biologists at the University of Stirling have warned that the potential spread of COVID-19 via sewage "must not be neglected" in the battle to protect human health [Science Daily]. | Handbook of COVID-19 Prevention and Treatment . U.S. Department of Health & Human Services . ALSGBI
|  |  |  | We know from studies in China that the virus is found in feces and raw sewage, Handbook of COVID-19 Prevention and Treatment, 3/19/2020, 3/24/2020 revised. From the report: | Nature
"2.4 Disposal of Fecal Matter and Sewage.
(1) Before being discharged into the municipal drainage system, fecal matter and sewage must be disinfected by treating with chlorine-containing disinfectant (for the initial treatment, the active chlorine must be more than 40 mg/L). Make sure the disinfection time is at least 1.5 hours;
(2) The concentration of total residual chlorine in the disinfected sewage should reach 10 mg/L."
Also found at: U.S. Department of Health & Human Services and ALSGBI Association of Laparoscopic Surgeons / Society of Minimally Invasive General Surgeons (SMIGS) / British Surgical Stapling Group (BSSG)
other references: A Bathroom
A mental model can be developed using the MERS and SARS studies suggesting 1000 virus particles. The mental model can show how infection happens under different scenarios. In the model assume infection occurs with 1000 viral particles received in one breath or from one eye-rub. Alternatively assume 100 viral particles inhaled with each breath over 10 breaths, or 10 viral particles with 100 breaths. In the model each of these situations can lead to an infection. Now run the different scenarios.
There is a relationship between exposure to the virus and time: Infection Prediction = Virus Load * Time where virus load is associated with the number of droplets released by an infected person.
If an infected person coughs or sneezes 200,000,000 droplets go everywhere and most of the droplets have the virus. Some viruses hang in the air, some falls onto surfaces, most fall to the ground within a few hours unless there is some mechanical air movement and displacement.
Model Run Scenario 1 Cough or Sneeze in Room: If an infected person coughs or sneezes, some infected droplets can hang in the air for a few minutes filling every corner of a room. A 20 x 20 x 10 foot room is 4000 cubic feet. This results in 50,000 droplets per cubic foot. When someone enters the room, it's easy to see how it is possible to inhale 1,000 virus particles and become infected.
Model Run Scenario 2 Cough or Sneeze in Face: During a face-to-face a conversation, if an infected person sneezes or coughs, it's easy to see how it is possible to inhale 1,000 virus particles and become infected.
Model Run Scenario 3 Breathing: With general breathing 20 viruses per minute into a room would require 50 minutes to be exposed to 1000 viruses.
Model Run Scenario 4 Speaking: Assuming every virus is inhaled, it would take 5 minutes of speaking face-to-face to receive the required dose for infection.
Model Run Scenario 5 Bathroom: Treat public bathrooms with extra caution (surface and air).
Model Results
The formula Infection Prediction = Virus Load * Time is the basis of contact tracing.
Anyone that spends greater than 10 minutes with an infected person in a face-to-face setting is likely to get infected.
Anyone that shares a space (office) with an infected person for an extended period is likely to get infected.
It is critical for people who are symptomatic to stay home.
Sneezes and coughs expel so much virus that they can infect a whole room of people.
The next step is to try and find case histories to see if this mental model is reasonable.

## Risk
Relative Risk Assessment Based On Survey Findings. | [14 empty] | Ref for survey: When 511 Epidemiologists Expect to Fly, Hug and Do 18 Other Everyday Activities Again NYT, By Margot Sanger-Katz, Claire Cain Miller and Quoctrung Bui June 8, 2020.
| Risk Level |  |  |  | Comfort Level | [9 empty] | Survey Results
Event | Summer | Fall Winter | 1+ yr |  | Summer | Fall Winter | 1+ yr | [7 empty] | Summer | 3-12 mos. | 1 yr.+ | Never
Bring in mail without precautions | 39 | 23 | 6 |  | 61 | 77 | 94 | [7 empty] | 64 | 16 | 17 | 3 |  | 100
See a doctor for a nonurgent appointment | 40.4 | 11.4 | 0.4 |  | 59.6 | 88.6 | 99.6 | [7 empty] | 60 | 29 | 11 | 0.4 |  | 100.4
Vacation overnight within driving distance | 44.4 | 18.4 | 0.4 |  | 55.6 | 81.6 | 99.6 | [7 empty] | 56 | 26 | 18 | 0.4 |  | 100.4
Get a haircut at a salon or barber shop | 60 | 21 | 2 |  | 40 | 79 | 98 | [7 empty] | 41 | 39 | 19 | 1 |  | 100
Attend a small dinner party | 68.4 | 22.4 | 1.4 |  | 31.6 | 77.6 | 98.6 | [7 empty] | 32 | 46 | 21 | 0.4 |  | 99.4
Hike or picnic outdoors with friends | 69.4 | 28.4 | 1.4 |  | 30.6 | 71.6 | 98.6 | [7 empty] | 31 | 41 | 27 | 0.4 |  | 99.4
Send kids to school, camp or day care | 70.4 | 15.4 | 0.4 |  | 29.6 | 84.6 | 99.6 | [7 empty] | 30 | 55 | 15 | 0.4 |  | 100.4
Work in a shared office | 74 | 20 | 2 |  | 26 | 80 | 98 | [7 empty] | 27 | 54 | 18 | 1 |  | 100
Send children on play dates | 78 | 31 | 2 |  | 22 | 69 | 98 | [7 empty] | 23 | 47 | 29 | 1 |  | 100
Ride a subway or a bus | 81 | 41 | 2 |  | 19 | 59 | 98 | [7 empty] | 20 | 40 | 39 | 1 |  | 100
Visit elderly relative or friend in their home | 80.4 | 39.4 | 0.4 |  | 19.6 | 60.6 | 99.6 | [7 empty] | 20 | 41 | 39 | 0.4 |  | 100.4
Travel by airplane | 80.4 | 36.4 | -0.6 |  | 19.6 | 63.6 | 100.6 | [7 empty] | 20 | 44 | 37 | 0.4 |  | 101.4
Eat at a dine-in restaurant | 84.4 | 28.4 | 0.4 |  | 15.6 | 71.6 | 99.6 | [7 empty] | 16 | 56 | 28 | 0.4 |  | 100.4
Exercise at a gym or fitness studio | 90 | 48 | 8 |  | 10 | 52 | 92 | [7 empty] | 14 | 42 | 40 | 4 |  | 100
Attend a wedding or a funeral | 83.4 | 42.4 | 0.4 |  | 16.6 | 57.6 | 99.6 | [7 empty] | 17 | 41 | 42 | 0.4 |  | 100.4
Hug or shake hands when greeting a friend | 92 | 53 | 11 |  | 8 | 47 | 89 | [7 empty] | 14 | 39 | 42 | 6 |  | 101
Go out with someone you don't know well | 88 | 46 | 4 |  | 12 | 54 | 96 | [7 empty] | 14 | 42 | 42 | 2 |  | 100
Attend a church or other religious service | 89 | 46 | 3 |  | 11 | 54 | 97 | [7 empty] | 13 | 43 | 43 | 2 |  | 101
Stop routinely wearing a face covering | 94 | 54 | 2 |  | 6 | 46 | 98 | [7 empty] | 7 | 40 | 52 | 1 |  | 100
Attend a sporting event, concert or play | 98 | 66 | 2 |  | 2 | 34 | 98 | [7 empty] | 3 | 32 | 64 | 1 |  | 100
| Risk Level | [6 empty] | Comfort Level | [5 empty] | Survey Results
Event | Spring | Summer | Fall | Winter | Spring 21 | +1 year |  | Spring | Summer | Fall | Winter | Spring 21 | +1 year | Spring | Summer | Fall | Winter | Next spring | +1 year | Never
School, camp and day care | 93 | 73 | 64 | 49 | 9 | -1 |  | 7 | 27 | 36 | 51 | 91 | 101 | 7 | 20 | 9 | 15 | 40 | 10 |  | 101
sporting events, concerts and plays | 92.4 | 90.4 | 74.4 | 10.4 | 2.4 | 1.4 |  | 7.6 | 9.6 | 25.6 | 89.6 | 97.6 | 98.6 | 8 | 2 | 16 | 64 | 8 | 1 | 0.4 | 99.4
hugs and handshakes | 93 | 86 | 70 | 28 | 17 | 11 |  | 7 | 14 | 30 | 72 | 83 | 89 | 13 | 7 | 16 | 42 | 11 | 6 | 6 | 101
weddings and funerals | 98 | 90 | 71 | 29 | 18 | 17.6 |  | 2 | 10 | 29 | 71 | 82 | 82.4 | 11 | 8 | 19 | 42 | 11 | 0.4 | 9 | 100.4
Airplanes | 85 | 73 | 57 | 20 | 7 | 0 |  | 15 | 27 | 43 | 80 | 93 | 100 | 15 | 12 | 16 | 37 | 13 | 7 |  | 100
meetings with new people | 96 | 88 | 72 | 30 | 14 | 12 |  | 4 | 12 | 28 | 70 | 86 | 88 | 10 | 8 | 16 | 42 | 16 | 2 | 6 | 100
stop wearing masks | 93 | 90 | 69 | 17 | 10 | 9 |  | 7 | 10 | 31 | 83 | 90 | 91 | 11 | 3 | 21 | 52 | 7 | 1 | 4 | 99
visiting the elderly | 97 | 86 | 71 | 32 | 19 | 18.6 |  | 3 | 14 | 29 | 68 | 81 | 81.4 | 12 | 11 | 15 | 39 | 13 | 0.4 | 9 | 99.4
.04 was <1